## Pipe Modeled System
Existing | [8 empty] | Buildout
Pipe ID | Upstream Node ID | Downstream Node ID | Pipe Diameter (in) | Shape | Length (ft) | Manning 'n' | Peak Flow (cfs) | Peak Velocity (ft/s) | Pipe ID | Upstream Node ID | Downstream Node ID | Pipe Diameter (in) | Shape | Length (ft) | Manning 'n' | Peak Flow (cfs) | Peak Velocity (ft/s)
PI0100-9641.1 | PI0100-9641 | PI0100-0 | 18 | CIRC | 9736.3462 | 0.013 | 9.9349 | 9.587 | PI0100-9641.1 | PI0100-9641 | PI0100-0 | 18 | CIRC | 9736.3462 | 0.013 | 9.9372 | 9.531
PI0300-10070.1 | PI0300-10070 | PI0300-9766 | 24 | CIRC | 303.4114 | 0.013 | 17.693 | 5.154 | PI0300-10070.1 | PI0300-10070 | PI0300-9766 | 24 | CIRC | 303.4114 | 0.013 | 15.6747 | 4.643
PI0300-10339.1 | PI0300-10339 | PI0300-10070 | 24 | CIRC | 269.3941 | 0.013 | 17.8036 | 5.084 | PI0300-10339.1 | PI0300-10339 | PI0300-10070 | 24 | CIRC | 269.3941 | 0.013 | 15.8917 | 4.636
PI0300-10465.1 | PI0300-10465 | PI0300-10339 | 24 | CIRC | 126.2489 | 0.013 | 15.6387 | 7.414 | PI0300-10465.1 | PI0300-10465 | PI0300-10339 | 24 | CIRC | 126.2489 | 0.013 | 15.3285 | 7.413
PI0300-10656.1 | PI0300-10656 | PI0300-10465 | 24 | CIRC | 191.0199 | 0.013 | 14.0278 | 7.408 | PI0300-10656.1 | PI0300-10656 | PI0300-10465 | 24 | CIRC | 191.0199 | 0.013 | 13.9869 | 7.397
PI0300-10914.1 | PI0300-10914 | PI0300-10656 | 24 | CIRC | 257.7644 | 0.013 | 11.8159 | 3.331 | PI0300-10914.1 | PI0300-10914 | PI0300-10656 | 24 | CIRC | 257.7644 | 0.013 | 11.7886 | 3.323
PI0300-10949.1 | PI0300-10949 | PI0300-10914 | 24 | CIRC | 35.1896 | 0.013 | 10.6078 | 3.019 | PI0300-10949.1 | PI0300-10949 | PI0300-10914 | 24 | CIRC | 35.1896 | 0.013 | 10.6061 | 3.017
PI0300-1907.1 | PI0300-1907 | CC0100-0 | 54 | CIRC | 133.4422 | 0.013 | 236.9905 | 7.136 | PI0300-1907.1 | PI0300-1907 | CC0100-0 | 54 | CIRC | 133.4422 | 0.013 | 296.9795 | 8.913
PI0300-2041.1 | PI0300-2041 | PI0300-1907 | 54 | CIRC | 133.4422 | 0.013 | 237 | 7.113 | PI0300-2041.1 | PI0300-2041 | PI0300-1907 | 54 | CIRC | 133.4422 | 0.013 | 296.995 | 8.868
PI0300-2078.1 | PI0300-2078 | PI0300-2041 | 54 | CIRC | 37.222 | 0.013 | 236.1937 | 7.082 | PI0300-2078.1 | PI0300-2078 | PI0300-2041 | 54 | CIRC | 37.222 | 0.013 | 263.2133 | 7.861
PI0300-2167.1 | PI0300-2167 | PI0300-2078 | 54 | CIRC | 88.9763 | 0.013 | 236.2295 | 7.074 | PI0300-2167.1 | PI0300-2167 | PI0300-2078 | 54 | CIRC | 88.9763 | 0.013 | 287.2831 | 8.558
PI0300-2263.1 | PI0300-2263 | PI0300-2167 | 54 | CIRC | 96.1369 | 0.013 | 114.1179 | 3.431 | PI0300-2263.1 | PI0300-2263 | PI0300-2167 | 54 | CIRC | 96.1369 | 0.013 | 108.3431 | 3.234
PI0300-2538.1 | PI0300-2538 | PI0300-2263 | 54 | CIRC | 274.5887 | 0.013 | 114.1754 | 3.437 | PI0300-2538.1 | PI0300-2538 | PI0300-2263 | 54 | CIRC | 274.5887 | 0.013 | 108.482 | 3.244
PI0300-2917.1 | PI0300-2917 | PI0300-2538 | 54 | CIRC | 378.8723 | 0.013 | 114.2418 | 3.448 | PI0300-2917.1 | PI0300-2917 | PI0300-2538 | 54 | CIRC | 378.8723 | 0.013 | 108.6402 | 3.36
PI0300-3069.1 | PI0300-3069 | PI0300-2917 | 54 | CIRC | 152.4077 | 0.013 | 114.2848 | 3.611 | PI0300-3069.1 | PI0300-3069 | PI0300-2917 | 54 | CIRC | 152.4077 | 0.013 | 108.758 | 3.585
PI0300-3567.1 | PI0300-3567 | PI0300-3069 | 60 | CIRC | 497.647 | 0.013 | 114.3466 | 6.29 | PI0300-3567.1 | PI0300-3567 | PI0300-3069 | 60 | CIRC | 497.647 | 0.013 | 108.9205 | 5.842
PI0300-4183.1 | PI0300-4183 | PI0300-3567 | 60 | CIRC | 616.2497 | 0.013 | 114.5869 | 7.371 | PI0300-4183.1 | PI0300-4183 | PI0300-3567 | 60 | CIRC | 616.2497 | 0.013 | 109.0944 | 6.627
PI0300-4285.1 | PI0300-4285 | PI0300-4183 | 60 | CIRC | 102.166 | 0.013 | 114.7088 | 7.039 | PI0300-4285.1 | PI0300-4285 | PI0300-4183 | 60 | CIRC | 102.166 | 0.013 | 109.197 | 6.459
PI0300-4405.1 | PI0300-4405 | PI0300-4285 | 60 | CIRC | 120.2825 | 0.013 | 114.911 | 6.96 | PI0300-4405.1 | PI0300-4405 | PI0300-4285 | 60 | CIRC | 120.2825 | 0.013 | 109.3018 | 6.573
PI0300-4655.1 | PI0300-4655 | PI0300-4405 | 60 | CIRC | 250.1982 | 0.013 | 115.9612 | 7.097 | PI0300-4655.1 | PI0300-4655 | PI0300-4405 | 60 | CIRC | 250.1982 | 0.013 | 109.4247 | 6.892
PI0300-4786.1 | PI0300-4786 | PI0300-4655 | 60 | CIRC | 130.5366 | 0.013 | 116.693 | 6.987 | PI0300-4786.1 | PI0300-4786 | PI0300-4655 | 60 | CIRC | 130.5366 | 0.013 | 109.532 | 6.824
PI0300-4965.1 | PI0300-4965 | PI0300-4786 | 54 | CIRC | 179.1974 | 0.013 | 91.9307 | 6.434 | PI0300-4965.1 | PI0300-4965 | PI0300-4786 | 54 | CIRC | 179.1974 | 0.013 | 90.8321 | 6.449
PI0300-5742.1 | PI0300-5742 | PI0300-4965 | 48 | CIRC | 776.8717 | 0.013 | 92.112 | 7.024 | PI0300-5742.1 | PI0300-5742 | PI0300-4965 | 48 | CIRC | 776.8717 | 0.013 | 91.2415 | 6.965
PI0300-6097.1 | PI0300-6097 | PI0300-5742 | 48 | CIRC | 354.7931 | 0.013 | 92.2026 | 7.004 | PI0300-6097.1 | PI0300-6097 | PI0300-5742 | 48 | CIRC | 354.7931 | 0.013 | 91.3824 | 6.95
PI0300-6961.1 | PI0300-6961 | PI0300-6097 | 48 | CIRC | 864.3994 | 0.013 | 92.3403 | 6.945 | PI0300-6961.1 | PI0300-6961 | PI0300-6097 | 48 | CIRC | 864.3994 | 0.013 | 91.613 | 6.899
PI0300-7047.1 | PI0300-7047 | PI0300-6961 | 36 | CIRC | 86.2025 | 0.013 | 92.4115 | 3.996 | PI0300-7047.1 | PI0300-7047 | PI0300-6961 | 36 | CIRC | 86.2025 | 0.013 | 91.736 | 3.975
PI0300-7214.1 | PI0300-7214 | PI0300-7047 | 48 | CIRC | 166.9004 | 0.013 | 92.4745 | 6.943 | PI0300-7214.1 | PI0300-7214 | PI0300-7047 | 48 | CIRC | 166.9004 | 0.013 | 91.8481 | 6.884
PI0300-7560.1 | PI0300-7560 | PI0300-7214 | 48 | CIRC | 346.4218 | 0.013 | 61.7854 | 4.819 | PI0300-7560.1 | PI0300-7560 | PI0300-7214 | 48 | CIRC | 346.4218 | 0.013 | 66.1154 | 4.988
PI0300-7803.1 | PI0300-7803 | PI0300-7560 | 48 | CIRC | 243.3106 | 0.013 | 50.9116 | 5.049 | PI0300-7803.1 | PI0300-7803 | PI0300-7560 | 48 | CIRC | 243.3106 | 0.013 | 51.454 | 5.096
PI0300-7932.1 | PI0300-7932 | PI0300-7803 | 48 | CIRC | 128.4496 | 0.013 | 50.6861 | 5.213 | PI0300-7932.1 | PI0300-7932 | PI0300-7803 | 48 | CIRC | 128.4496 | 0.013 | 51.142 | 5.23
PI0300-8118.1 | PI0300-8118 | PI0300-7932 | 48 | CIRC | 186.2868 | 0.013 | 50.3246 | 5.415 | PI0300-8118.1 | PI0300-8118 | PI0300-7932 | 48 | CIRC | 186.2868 | 0.013 | 51.2346 | 5.414
PI0300-8266.1 | PI0300-8266 | PI0300-8118 | 42 | CIRC | 148.3333 | 0.013 | 50.237 | 5.487 | PI0300-8266.1 | PI0300-8266 | PI0300-8118 | 42 | CIRC | 148.3333 | 0.013 | 48.2724 | 5.322
PI0300-8763.1 | PI0300-8763 | PI0300-8266 | 42 | CIRC | 496.7207 | 0.013 | 45.4406 | 5.281 | PI0300-8763.1 | PI0300-8763 | PI0300-8266 | 42 | CIRC | 496.7207 | 0.013 | 44.3056 | 5.137
PI0300-9197.1 | PI0300-9197 | PI0300-8763 | 42 | CIRC | 433.9786 | 0.013 | 39.367 | 5.492 | PI0300-9197.1 | PI0300-9197 | PI0300-8763 | 42 | CIRC | 433.9786 | 0.013 | 36.234 | 5.378
PI0300-9285.1 | PI0300-9285 | PI0300-9197 | 42 | CIRC | 87.9945 | 0.013 | 40.1348 | 4.719 | PI0300-9285.1 | PI0300-9285 | PI0300-9197 | 42 | CIRC | 87.9945 | 0.013 | 36.1004 | 4.574
PI0300-9403.1 | PI0300-9403 | PI0300-9285 | 42 | CIRC | 117.3863 | 0.013 | 25.9092 | 2.953 | PI0300-9403.1 | PI0300-9403 | PI0300-9285 | 42 | CIRC | 117.3863 | 0.013 | 24.0874 | 2.856
PI0300-9442.1 | PI0300-9442 | PI0300-9403 | 42 | CIRC | 39.97 | 0.013 | 26.282 | 2.937 | PI0300-9442.1 | PI0300-9442 | PI0300-9403 | 42 | CIRC | 39.97 | 0.013 | 24.0287 | 2.827
PI0300-9554.1 | PI0300-9554 | PI0300-9442 | 42 | CIRC | 111.8789 | 0.013 | 27.2049 | 3.014 | PI0300-9554.1 | PI0300-9554 | PI0300-9442 | 42 | CIRC | 111.8789 | 0.013 | 24.0484 | 2.904
PI0300-9583.1 | PI0300-9583 | PI0300-9554 | 42 | CIRC | 29.1098 | 0.013 | 22.4484 | 2.477 | PI0300-9583.1 | PI0300-9583 | PI0300-9554 | 42 | CIRC | 29.1098 | 0.013 | 20.7351 | 2.392
PI0300-9766.1 | PI0300-9766 | PI0300-9583 | 24 | CIRC | 182.7256 | 0.013 | 17.5607 | 5.23 | PI0300-9766.1 | PI0300-9766 | PI0300-9583 | 24 | CIRC | 182.7256 | 0.013 | 15.4897 | 4.659
PI0301-103.1 | PI0301-103 | PI0300-8763 | 12 | CIRC | 103.1378 | 0.013 | 8.0124 | 6.91 | PI0301-103.1 | PI0301-103 | PI0300-8763 | 12 | CIRC | 103.1378 | 0.013 | 8.2134 | 7.084
PI0302-456.1 | PI0302-456 | PI0300-9285 | 15 | CIRC | 455.9124 | 0.013 | 2.6948 | 1.876 | PI0302-456.1 | PI0302-456 | PI0300-9285 | 15 | CIRC | 455.9124 | 0.013 | 2.3039 | 1.446
PI0302-857.1 | PI0302-857 | PI0302-456 | 15 | CIRC | 401.5059 | 0.013 | 3.1147 | 2.065 | PI0302-857.1 | PI0302-857 | PI0302-456 | 15 | CIRC | 401.5059 | 0.013 | 2.8037 | 1.748
PI030301-107.1 | PI030301-107 | PI0303-539 | 12 | CIRC | 106.8484 | 0.013 | 2.8676 | 5.781 | PI030301-107.1 | PI030301-107 | PI0303-539 | 12 | CIRC | 106.8484 | 0.013 | 2.7721 | 5.78
PI030301-248.1 | PI030301-248 | PI030301-107 | 12 | CIRC | 141.367 | 0.013 | 3.0645 | 2.915 | PI030301-248.1 | PI030301-248 | PI030301-107 | 12 | CIRC | 141.367 | 0.013 | 2.8843 | 2.915
PI030302-1046.1 | PI030302-1046 | PI030302-691 | 15 | CIRC | 354.7666 | 0.013 | 3.1182 | 2.059 | PI030302-1046.1 | PI030302-1046 | PI030302-691 | 15 | CIRC | 354.7666 | 0.013 | 3.1177 | 2.059
PI030302-1313.1 | PI030302-1313 | PI030302-1046 | 15 | CIRC | 267.1609 | 0.013 | 3.1201 | 2.005 | PI030302-1313.1 | PI030302-1313 | PI030302-1046 | 15 | CIRC | 267.1609 | 0.013 | 3.1203 | 2.005
PI030302-238.1 | PI030302-238 | PI0303-539 | 18 | CIRC | 238.374 | 0.013 | 8.8459 | 4.221 | PI030302-238.1 | PI030302-238 | PI0303-539 | 18 | CIRC | 238.374 | 0.013 | 8.8735 | 4.236
PI030302-291.1 | PI030302-291 | PI030302-238 | 18 | CIRC | 52.4372 | 0.013 | 6.231 | 2.972 | PI030302-291.1 | PI030302-291 | PI030302-238 | 18 | CIRC | 52.4372 | 0.013 | 6.2371 | 2.976
PI030302-368.1 | PI030302-368 | PI030302-291 | 18 | CIRC | 77.0687 | 0.013 | -5.6674 | -2.649 | PI030302-368.1 | PI030302-368 | PI030302-291 | 18 | CIRC | 77.0687 | 0.013 | -5.6754 | -2.652
PI030302-691.1 | PI030302-691 | PI030302-368 | 15 | CIRC | 323.4085 | 0.013 | 5.0536 | 3.301 | PI030302-691.1 | PI030302-691 | PI030302-368 | 15 | CIRC | 323.4085 | 0.013 | 5.0508 | 3.299
PI0303-539.1 | PI0303-539 | PI0300-9285 | 18 | CIRC | 538.5569 | 0.013 | 11.1725 | 5.302 | PI0303-539.1 | PI0303-539 | PI0300-9285 | 18 | CIRC | 538.5569 | 0.013 | 10.6627 | 5.3
PI0304-260.1 | PI0304-260 | PI0300-9583 | 18 | CIRC | 260.1294 | 0.013 | 7.1997 | 3.838 | PI0304-260.1 | PI0304-260 | PI0300-9583 | 18 | CIRC | 260.1294 | 0.013 | 7.2882 | 3.878
PI0304-537.1 | PI0304-537 | PI0304-260 | 18 | CIRC | 276.6271 | 0.013 | 7.2304 | 3.707 | PI0304-537.1 | PI0304-537 | PI0304-260 | 18 | CIRC | 276.6271 | 0.013 | 7.2911 | 3.743
PI0304-749.1 | PI0304-749 | PI0304-537 | 18 | CIRC | 212.4534 | 0.013 | 7.3372 | 3.656 | PI0304-749.1 | PI0304-749 | PI0304-537 | 18 | CIRC | 212.4534 | 0.013 | 7.4274 | 3.719
PI0305-298.1 | PI0305-298 | PI0300-10339 | 15 | CIRC | 298.1609 | 0.013 | 2.9852 | 1.907 | PI0305-298.1 | PI0305-298 | PI0300-10339 | 15 | CIRC | 298.1609 | 0.013 | 2.7864 | 1.842
PI030601-137.1 | PI030601-137 | PI0306-84 | 12 | CIRC | 137.0361 | 0.013 | 3.8498 | 3.268 | PI030601-137.1 | PI030601-137 | PI0306-84 | 12 | CIRC | 137.0361 | 0.013 | 3.807 | 3.231
PI030602-69.1 | PI030602-69 | PI0306-538 | 12 | CIRC | 69.2423 | 0.013 | 1.1498 | 1.307 | PI030602-69.1 | PI030602-69 | PI0306-538 | 12 | CIRC | 69.2423 | 0.013 | 1.1448 | 1.307
PI0306-495.1 | PI0306-495 | PI0306-84 | 15 | CIRC | 411.4092 | 0.013 | -2.2389 | 1.589 | PI0306-495.1 | PI0306-495 | PI0306-84 | 15 | CIRC | 411.4092 | 0.013 | -2.268 | 1.589
PI0306-538.1 | PI0306-538 | PI0306-495 | 12 | CIRC | 42.9998 | 0.013 | 3.7271 | 3.967 | PI0306-538.1 | PI0306-538 | PI0306-495 | 12 | CIRC | 42.9998 | 0.013 | 3.7387 | 3.967
PI0306-660.1 | PI0306-660 | PI0306-538 | 12 | CIRC | 122.1584 | 0.013 | 2.2945 | 2.182 | PI0306-660.1 | PI0306-660 | PI0306-538 | 12 | CIRC | 122.1584 | 0.013 | 2.2958 | 2.182
PI0306-84.1 | PI0306-84 | PI0300-10465 | 15 | CIRC | 83.7189 | 0.013 | 4.2419 | 2.846 | PI0306-84.1 | PI0306-84 | PI0300-10465 | 15 | CIRC | 83.7189 | 0.013 | 4.0161 | 2.802
PI0307-204.1 | PI0307-204 | PI0300-10914 | 15 | CIRC | 203.5594 | 0.013 | 8.018 | 5.207 | PI0307-204.1 | PI0307-204 | PI0300-10914 | 15 | CIRC | 203.5594 | 0.013 | 8.0638 | 5.225
PI0308-132.1 | PI0308-132 | PI0300-10656 | 12 | CIRC | 131.8615 | 0.013 | 2.3704 | 2.063 | PI0308-132.1 | PI0308-132 | PI0300-10656 | 12 | CIRC | 131.8615 | 0.013 | 2.3702 | 2.06
PI0400-35.1 | PI0400-35 | CC0100-1030 | 36 | CIRC | 16 | 0.013 | -85.2293 | -10.96 | PI0400-35.1 | PI0400-35 | CC0100-1030 | 36 | CIRC | 16 | 0.013 | -64.1967 | -8.232
PI0400-534.1 | PI0400-534 | PI0400-35 | 36 | CIRC | 498.3365 | 0.013 | -0.15804 | -0.028 | PI0400-534.1 | PI0400-534 | PI0400-35 | 36 | CIRC | 498.3365 | 0.013 | 0.9683 | 0.132
PI0401-61.1 | PI0401-61 | PI0400-35 | 36 | CIRC | 30 | 0.013 | -85.2293 | -10.502 | PI0401-61.1 | PI0401-61 | PI0400-35 | 36 | CIRC | 30 | 0.013 | -64.1963 | -7.863
PI0500-10808.1 | PI0500-10808 | PI0500-9959 | 60 | CIRC | 1171 | 0.013 | 238.6939 | 5.793 | PI0500-10808.1 | PI0500-10808 | PI0500-9959 | 60 | CIRC | 1171 | 0.013 | 238.6413 | 5.784
PI0500-11939.1 | PI0500-11939 | PI0500-10808 | 60 | CIRC | 1179 | 0.013 | 203.2297 | 5.54 | PI0500-11939.1 | PI0500-11939 | PI0500-10808 | 60 | CIRC | 1179 | 0.013 | 204.9843 | 5.543
PI0500-1817.1 | PI0500-1817 | CC0100-3146 | 84 | CIRC | 1751 | 0.013 | 304.9976 | 7.6 | PI0500-1817.1 | PI0500-1817 | CC0100-3146 | 84 | CIRC | 1751 | 0.013 | 308.9653 | 7.695
PI0500-1817.2 | PI0500-1817 | PI0501-0 | 60 | CIRC | 22 | 0.013 | -75.7117 | -7.118 | PI0500-1817.2 | PI0500-1817 | PI0501-0 | 60 | CIRC | 22 | 0.013 | -71.1841 | -6.942
PI0500-3130.1 | PI0500-3130 | PI0500-1817 | 84 | CIRC | 1241.29 | 0.013 | 346.0641 | 9.619 | PI0500-3130.1 | PI0500-3130 | PI0500-1817 | 84 | CIRC | 1241.29 | 0.013 | 366.2798 | 9.717
PI0500-3768.1 | PI0500-3768 | PI0500-3130 | 24 | CIRC | 638 | 0.013 | 19.6581 | 6.034 | PI0500-3768.1 | PI0500-3768 | PI0500-3130 | 24 | CIRC | 638 | 0.013 | 18.7174 | 5.759
PI0500-4622.1 | PI0500-4622 | PI0500-3130 | 48 x 76 | Ellipse | 880 | 0.013 | 328.9489 | 5.414 | PI0500-4622.1 | PI0500-4622 | PI0500-3130 | 48 x 76 | Ellipse | 880 | 0.013 | 352.4578 | 5.586
PI0500-5524.1 | PI0500-5524 | PI0500-4622 | 60 | CIRC | 781 | 0.013 | 329.0002 | 8.069 | PI0500-5524.1 | PI0500-5524 | PI0500-4622 | 60 | CIRC | 781 | 0.013 | 352.8079 | 8.628
PI0500-5975.1 | PI0500-5975 | PI0500-5524 | 60 | CIRC | 431 | 0.013 | 329.0023 | 8.028 | PI0500-5975.1 | PI0500-5975 | PI0500-5524 | 60 | CIRC | 431 | 0.013 | 352.8382 | 8.575
PI0500-7443.1 | PI0500-7443 | PI0500-5975 | 60 | CIRC | 1431 | 0.013 | 276.36 | 6.705 | PI0500-7443.1 | PI0500-7443 | PI0500-5975 | 60 | CIRC | 1431 | 0.013 | 271.8635 | 6.593
PI0500-8510.1 | PI0500-8510 | PI0500-7443 | 60 | CIRC | 1124 | 0.013 | 256.8242 | 6.249 | PI0500-8510.1 | PI0500-8510 | PI0500-7443 | 60 | CIRC | 1124 | 0.013 | 251.229 | 6.112
PI0500-9959.1 | PI0500-9959 | PI0500-8510 | 60 | CIRC | 1448.6025 | 0.013 | 238.699 | 5.808 | PI0500-9959.1 | PI0500-9959 | PI0500-8510 | 60 | CIRC | 1448.6025 | 0.013 | 238.6323 | 5.8
PI0501-0.1 | PI0501-0 | CUL07 | #N/A | #N/A | #N/A | #N/A | 213.6573 | 2.183 | PI0502-273.1 | PI0502-273 | PI0500-5975 | 48 | CIRC | 272.612 | 0.013 | 88.9683 | 6.742
PI0502-273.1 | PI0502-273 | PI0500-5975 | 48 | CIRC | 272.612 | 0.013 | 57.4896 | 4.399 | PI0502-500.1 | PI0502-500 | PI0502-273 | 48 | CIRC | 227.6963 | 0.013 | 88.9743 | 6.728
PI0502-500.1 | PI0502-500 | PI0502-273 | 48 | CIRC | 227.6963 | 0.013 | 57.4965 | 4.403 | PI0502-513.1 | PI0502-513 | PI0502-500 | 48 | CIRC | 12.7641 | 0.013 | 88.9779 | 6.731
PI0502-513.1 | PI0502-513 | PI0502-500 | 48 | CIRC | 12.7641 | 0.013 | 57.5009 | 4.639 | PI0502-536.1 | PI0502-536 | PI0502-513 | 48 | CIRC | 22.6486 | 0.013 | 57.9095 | 4.371
PI0502-536.1 | PI0502-536 | PI0502-513 | 48 | CIRC | 22.6486 | 0.013 | 57.5055 | 4.402 | PI0502-608.1 | PI0502-608 | PI0502-536 | 48 | CIRC | 72.1331 | 0.013 | 57.938 | 4.372
PI0502-608.1 | PI0502-608 | PI0502-536 | 48 | CIRC | 72.1331 | 0.013 | 57.5105 | 4.401 | PI0503-395.1 | PI0503-395 | PI0500-7443 | 30 | CIRC | 395.2015 | 0.013 | 33.2191 | 5.875
PI0503-395.1 | PI0503-395 | PI0500-7443 | 30 | CIRC | 395.2015 | 0.013 | 36.4624 | 6.451 | PI0504-1261.1 | PI0504-1261 | PI0504-935 | 36 | CIRC | 325.6037 | 0.013 | 37.6594 | 4.867
PI0504-1261.1 | PI0504-1261 | PI0504-935 | 36 | CIRC | 325.6037 | 0.013 | 40.4602 | 5.238 | PI0504-1661.1 | PI0504-1661 | PI0504-1261 | 36 | CIRC | 399.97 | 0.013 | 39.0484 | 7.002
PI0504-1661.1 | PI0504-1661 | PI0504-1261 | 36 | CIRC | 399.97 | 0.013 | 40.6398 | 7.006 | PI0504-2041.1 | PI0504-2041 | PI0504-1661 | 36 | CIRC | 379.9718 | 0.013 | 39.0438 | 6.219
PI0504-2041.1 | PI0504-2041 | PI0504-1661 | 36 | CIRC | 379.9718 | 0.013 | 40.6356 | 6.302 | PI0504-2441.1 | PI0504-2441 | PI0504-2041 | 36 | CIRC | 399.97 | 0.013 | 39.0391 | 5.326
PI0504-2441.1 | PI0504-2441 | PI0504-2041 | 36 | CIRC | 399.97 | 0.013 | 40.6312 | 5.518 | PI0504-2757.1 | PI0504-2757 | PI0504-2441 | 36 | CIRC | 316.4133 | 0.013 | 39.4093 | 5.358
PI0504-2757.1 | PI0504-2757 | PI0504-2441 | 36 | CIRC | 316.4133 | 0.013 | 40.6275 | 5.449 | PI0504-300.1 | PI0504-300 | PI0500-8510 | 60 | CIRC | 1118 | 0.013 | 37.7563 | 1.848
PI0504-300.1 | PI0504-300 | PI0500-8510 | 60 | CIRC | 1118 | 0.013 | 40.4961 | 2.019 | PI0504-3096.1 | PI0504-3096 | PI0504-2757 | 36 | CIRC | 339.4304 | 0.013 | 40.063 | 5.402
PI0504-3096.1 | PI0504-3096 | PI0504-2757 | 36 | CIRC | 339.4304 | 0.013 | 40.6241 | 5.442 | PI0504-600.1 | PI0504-600 | PI0504-300 | 36 | CIRC | 299.9775 | 0.013 | 37.7135 | 5.042
PI0504-600.1 | PI0504-600 | PI0504-300 | 36 | CIRC | 299.9775 | 0.013 | 40.4813 | 5.439 | PI0504-935.1 | PI0504-935 | PI0504-600 | 36 | CIRC | 334.975 | 0.013 | 37.6845 | 5.029
PI0504-935.1 | PI0504-935 | PI0504-600 | 36 | CIRC | 334.975 | 0.013 | 40.4706 | 5.42 | PI0505-1152.1 | PI0505-1152 | PI0505-615 | 30 | CIRC | 536.9139 | 0.013 | 19.6124 | 3.662
PI0505-1152.1 | PI0505-1152 | PI0505-615 | 30 | CIRC | 536.9139 | 0.013 | 20.2771 | 3.787 | PI0505-1381.1 | PI0505-1381 | PI0505-1152 | 30 | CIRC | 228.9582 | 0.013 | 22.3018 | 4.129
PI0505-1381.1 | PI0505-1381 | PI0505-1152 | 30 | CIRC | 228.9582 | 0.013 | 22.4438 | 4.155 | PI0505-1653.1 | PI0505-1653 | PI0505-1381 | 30 | CIRC | 271.9917 | 0.013 | 23.2349 | 4.259
PI0505-1653.1 | PI0505-1653 | PI0505-1381 | 30 | CIRC | 271.9917 | 0.013 | 23.2467 | 4.262 | PI0505-1697.1 | PI0505-1697 | PI0505-1653 | 30 | CIRC | 43.5976 | 0.013 | 23.1036 | 4.228
PI0505-1697.1 | PI0505-1697 | PI0505-1653 | 30 | CIRC | 43.5976 | 0.013 | 23.2003 | 4.245 | PI0505-1820.1 | PI0505-1820 | PI0505-1697 | 30 | CIRC | 122.9917 | 0.013 | 32.3088 | 5.856
PI0505-1820.1 | PI0505-1820 | PI0505-1697 | 30 | CIRC | 122.9917 | 0.013 | 32.3732 | 5.867 | PI0505-1878.1 | PI0505-1878 | PI0505-1820 | 30 | CIRC | 57.6718 | 0.013 | 32.3092 | 5.813
PI0505-1878.1 | PI0505-1878 | PI0505-1820 | 30 | CIRC | 57.6718 | 0.013 | 32.3735 | 5.825 | PI0505-2153.1 | PI0505-2153 | PI0505-1878 | 30 | CIRC | 275.2339 | 0.013 | 32.31 | 5.69
PI0505-2153.1 | PI0505-2153 | PI0505-1878 | 30 | CIRC | 275.2339 | 0.013 | 32.3741 | 5.7 | PI0505-383.1 | PI0505-383 | PI0500-10808 | 36 | CIRC | 383.0961 | 0.013 | 78.15 | 10.307
PI0505-383.1 | PI0505-383 | PI0500-10808 | 36 | CIRC | 383.0961 | 0.013 | 77.9037 | 10.281 | PI0505-495.1 | PI0505-495 | PI0505-383 | 30 | CIRC | 111.9416 | 0.013 | 38.9512 | 7.211
PI0505-495.1 | PI0505-495 | PI0505-383 | 30 | CIRC | 111.9416 | 0.013 | 46.2183 | 8.572 | PI0505-615.1 | PI0505-615 | PI0505-495 | 30 | CIRC | 120.4089 | 0.013 | -21.2593 | -3.88
PI0505-615.1 | PI0505-615 | PI0505-495 | 30 | CIRC | 120.4089 | 0.013 | -21.2453 | -3.876 | PI0600-1185.1 | PI0600-1185 | PI0600-786 | 30 | CIRC | 398.7766 | 0.013 | 9.9523 | 2.056
PI0600-1185.1 | PI0600-1185 | PI0600-786 | 30 | CIRC | 398.7766 | 0.013 | 11.2565 | 2.109 | PI0600-1597.1 | PI0600-1597 | PI0600-1185 | 30 | CIRC | 412.771 | 0.013 | 9.8906 | 1.903
PI0600-1597.1 | PI0600-1597 | PI0600-1185 | 30 | CIRC | 412.771 | 0.013 | 11.3996 | 2.128 | PI0600-1737.1 | PI0600-1737 | PI0600-1597 | 18 | CIRC | 139.2631 | 0.013 | 9.8528 | 4.831
PI0600-1737.1 | PI0600-1737 | PI0600-1597 | 18 | CIRC | 139.2631 | 0.013 | 8.5655 | 4.361 | PI0600-1967.1 | PI0600-1967 | PI0600-1737 | 18 | CIRC | 230.0001 | 0.013 | 8.83 | 4.271
PI0600-1967.1 | PI0600-1967 | PI0600-1737 | 18 | CIRC | 230.0001 | 0.013 | 8.5883 | 4.182 | PI0600-227.1 | PI0600-227 | CC0400-0 | 30 | CIRC | 49.9962 | 0.013 | 8.5941 | 1.674
PI0600-227.1 | PI0600-227 | CC0400-0 | 30 | CIRC | 49.9962 | 0.013 | 8.2399 | 1.605 | PI0600-2343.1 | PI0600-2343 | PI0600-1967 | 18 | CIRC | 376.6489 | 0.013 | 8.8624 | 3.996
PI0600-2343.1 | PI0600-2343 | PI0600-1967 | 18 | CIRC | 376.6489 | 0.013 | 8.6169 | 3.93 | PI0600-2608.1 | PI0600-2608 | PI0600-2343 | 15 | CIRC | 264.6019 | 0.013 | -2.4647 | 1.597
PI0600-2608.1 | PI0600-2608 | PI0600-2343 | 15 | CIRC | 264.6019 | 0.013 | -2.4744 | 1.502 | PI0600-2725.1 | PI0600-2725 | PI0600-2608 | 15 | CIRC | 116.9665 | 0.013 | 2.4804 | 2.478
PI0600-2725.1 | PI0600-2725 | PI0600-2608 | 15 | CIRC | 116.9665 | 0.013 | 2.1766 | 2.364 | PI0600-2796.1 | PI0600-2796 | PI0600-2725 | 12 | CIRC | 70.9081 | 0.013 | 1.222 | 2.261
PI0600-2796.1 | PI0600-2796 | PI0600-2725 | 12 | CIRC | 70.9081 | 0.013 | 1.0661 | 1.828 | PI0600-3099.1 | PI0600-3099 | PI0600-2796 | 12 | CIRC | 303.3571 | 0.013 | 1.2481 | 2.586
PI0600-3099.1 | PI0600-3099 | PI0600-2796 | 12 | CIRC | 303.3571 | 0.013 | 1.1384 | 2.174 | PI0600-3154.1 | PI0600-3154 | PI0600-3099 | 12 | CIRC | 54.8988 | 0.013 | 1.2499 | 2.715
PI0600-3154.1 | PI0600-3154 | PI0600-3099 | 12 | CIRC | 54.8988 | 0.013 | 1.1489 | 2.315 | PI0600-739.1 | PI0600-739 | PI0600-227 | 30 | CIRC | 511.9616 | 0.013 | 12.318 | 2.321
PI0600-739.1 | PI0600-739 | PI0600-227 | 30 | CIRC | 511.9616 | 0.013 | 11.8546 | 2.233 | PI0600-786.1 | PI0600-786 | PI0600-739 | 30 | CIRC | 46.495 | 0.013 | 13.5784 | 2.562
PI0600-786.1 | PI0600-786 | PI0600-739 | 30 | CIRC | 46.495 | 0.013 | -16.7825 | -3.128 | PI0601-238.1 | PI0601-238 | PI0600-227 | 30 | CIRC | 237.9822 | 0.013 | -6.5193 | -1.245
PI0601-238.1 | PI0601-238 | PI0600-227 | 30 | CIRC | 237.9822 | 0.013 | 6.5721 | 1.214 | PI0602-247.1 | PI0602-247 | PI0600-2343 | 15 | CIRC | 246.5629 | 0.013 | -3.5613 | -2.158
PI0602-247.1 | PI0602-247 | PI0600-2343 | 15 | CIRC | 246.5629 | 0.013 | -3.5571 | -2.152 | PI0602-258.1 | PI0602-258 | PI0602-247 | 15 | CIRC | 11.2035 | 0.013 | 3.8002 | 2.303
PI0602-258.1 | PI0602-258 | PI0602-247 | 15 | CIRC | 11.2035 | 0.013 | 3.7332 | 2.258 | PI0602-460.1 | PI0602-460 | PI0602-258 | 15 | CIRC | 202.5457 | 0.013 | -1.3637 | -0.837
PI0602-460.1 | PI0602-460 | PI0602-258 | 15 | CIRC | 202.5457 | 0.013 | -1.4498 | -0.891 | PI0602-540.1 | PI0602-540 | PI0602-460 | 15 | CIRC | 79.2458 | 0.013 | -0.89787 | -0.558
PI0602-540.1 | PI0602-540 | PI0602-460 | 15 | CIRC | 79.2458 | 0.013 | -0.92623 | -0.576 | PI0700-1301.1 | PI0700-1301 | PI0700-920 | 42 | CIRC | 380.7499 | 0.013 | 40.7621 | 3.999
PI0700-1301.1 | PI0700-1301 | PI0700-920 | 42 | CIRC | 380.7499 | 0.013 | 45.2103 | 4.42 | PI0700-1822.1 | PI0700-1822 | PI0700-1301 | 42 | CIRC | 521.1754 | 0.013 | -15.3503 | -1.533
PI0700-1822.1 | PI0700-1822 | PI0700-1301 | 42 | CIRC | 521.1754 | 0.013 | 27.886 | 2.735 | PI0700-2012.1 | PI0700-2012 | PI0700-1822 | 42 | CIRC | 190.5809 | 0.013 | -15.0159 | -1.501
PI0700-2012.1 | PI0700-2012 | PI0700-1822 | 42 | CIRC | 190.5809 | 0.013 | 27.9382 | 2.738 | PI0700-2048.1 | PI0700-2048 | PI0700-2012 | 42 | CIRC | 35.468 | 0.013 | -14.7815 | -1.479
PI0700-2048.1 | PI0700-2048 | PI0700-2012 | 42 | CIRC | 35.468 | 0.013 | 27.893 | 2.733 | PI0700-2507.1 | PI0700-2507 | PI0700-2048 | 36 | CIRC | 459.0059 | 0.013 | -13.9742 | -1.927
PI0700-2507.1 | PI0700-2507 | PI0700-2048 | 36 | CIRC | 459.0059 | 0.013 | 27.8465 | 3.695 | PI0700-2552.1 | PI0700-2552 | PI0700-2507 | 36 | CIRC | 45.2513 | 0.013 | -13.6183 | -1.898
PI0700-2552.1 | PI0700-2552 | PI0700-2507 | 36 | CIRC | 45.2513 | 0.013 | 32.8267 | 4.313 | PI0700-2584.1 | PI0700-2584 | PI0700-2552 | 36 | CIRC | 31.4798 | 0.013 | -13.245 | 2.176
PI0700-2584.1 | PI0700-2584 | PI0700-2552 | 36 | CIRC | 31.4798 | 0.013 | 25.7373 | 3.668 | PI0700-2604.1 | PI0700-2604 | PI0700-2584 | 36 | CIRC | 20.626 | 0.013 | -12.9023 | 1.927
PI0700-2604.1 | PI0700-2604 | PI0700-2584 | 36 | CIRC | 20.626 | 0.013 | 34.6386 | 4.552 | PI0700-273.1 | PI0700-273 | PI0601-238 | 48 | CIRC | 164.9877 | 0.013 | 43.3211 | 3.273
PI0700-273.1 | PI0700-273 | PI0601-238 | 48 | CIRC | 164.9877 | 0.013 | 48.1577 | 3.635 | PI0700-2964.1 | PI0700-2964 | PI0700-2604 | 36 | CIRC | 359.541 | 0.013 | -7.6383 | 2.098
PI0700-2964.1 | PI0700-2964 | PI0700-2604 | 36 | CIRC | 359.541 | 0.013 | 37.4778 | 4.932 | PI0700-3215.1 | PI0700-3215 | PI0700-2964 | 36 | CIRC | 250.7499 | 0.013 | -3.2355 | 2.085
PI0700-3215.1 | PI0700-3215 | PI0700-2964 | 36 | CIRC | 250.7499 | 0.013 | 37.4776 | 4.961 | PI0700-3471.1 | PI0700-3471 | PI0700-3215 | 36 | CIRC | 255.9954 | 0.013 | 1.2277 | 2.65
PI0700-3471.1 | PI0700-3471 | PI0700-3215 | 36 | CIRC | 255.9954 | 0.013 | 37.4775 | 6.846 | PI0700-3629.1 | PI0700-3629 | PI0700-3471 | 36 | CIRC | 158.3695 | 0.013 | 0.97432 | 1.865
PI0700-3629.1 | PI0700-3629 | PI0700-3471 | 36 | CIRC | 158.3695 | 0.013 | 37.4776 | 4.978 | PI0700-873.1 | PI0700-873 | PI0700-273 | 48 | CIRC | 599.9551 | 0.013 | 43.3328 | 3.269
PI0700-873.1 | PI0700-873 | PI0700-273 | 48 | CIRC | 599.9551 | 0.013 | 48.169 | 3.628 | PI0700-920.1 | PI0700-920 | PI0700-873 | 42 | CIRC | 46.5003 | 0.013 | 40.7576 | 3.991
PI0700-920.1 | PI0700-920 | PI0700-873 | 42 | CIRC | 46.5003 | 0.013 | 45.0308 | 4.398 | PI0702-121.1 | PI0702-121 | PI0700-873 | 12 | CIRC | 121.2502 | 0.013 | -0.17217 | -0.195
PI0702-121.1 | PI0702-121 | PI0700-873 | 12 | CIRC | 121.2502 | 0.013 | -0.14575 | -0.163 | PI0703-531.1 | PI0703-531 | PI0700-873 | 30 | CIRC | 530.9604 | 0.013 | 8.0378 | 1.773
PI0703-531.1 | PI0703-531 | PI0700-873 | 30 | CIRC | 530.9604 | 0.013 | 8.0935 | 1.725 | PI0704-80.1 | PI0704-80 | PI0700-2048 | 15 | CIRC | 79.9333 | 0.013 | -0.12764 | -0.23
PI0704-80.1 | PI0704-80 | PI0700-2048 | 15 | CIRC | 79.9333 | 0.013 | -0.14875 | -0.156 | PI0800-10107.1 | PI0800-10107 | PI0800-9800 | 48 | CIRC | 307.0459 | 0.013 | 39.4073 | 3.247
PI0800-10107.1 | PI0800-10107 | PI0800-9800 | 48 | CIRC | 307.0459 | 0.013 | 39.4802 | 3.263 | PI0800-10484.1 | PI0800-10484 | PI0800-10107 | 48 | CIRC | 377.1178 | 0.013 | 40.8882 | 3.953
PI0800-10484.1 | PI0800-10484 | PI0800-10107 | 48 | CIRC | 377.1178 | 0.013 | 40.9202 | 3.97 | PI0800-10978.1 | PI0800-10978 | PI0800-10484 | 48 | CIRC | 494.2849 | 0.013 | 38.2869 | 2.877
PI0800-10978.1 | PI0800-10978 | PI0800-10484 | 48 | CIRC | 494.2849 | 0.013 | 38.305 | 2.878 | PI0800-11010.1 | PI0800-11010 | PI0800-10978 | 48 | CIRC | 31.8085 | 0.013 | 38.3006 | 2.876
PI0800-11010.1 | PI0800-11010 | PI0800-10978 | 48 | CIRC | 31.8085 | 0.013 | 38.3105 | 2.877 | PI0800-11700.1 | PI0800-11700 | PI0800-11010 | 48 | CIRC | 689.9398 | 0.013 | 32.1678 | 2.4
PI0800-11700.1 | PI0800-11700 | PI0800-11010 | 48 | CIRC | 689.9398 | 0.013 | 32.1532 | 2.399 | PI0800-11920.1 | PI0800-11920 | PI0800-11700 | 48 | CIRC | 220.0576 | 0.013 | 26.0773 | 1.942
PI0800-11920.1 | PI0800-11920 | PI0800-11700 | 48 | CIRC | 220.0576 | 0.013 | 27.5368 | 2.05 | PI0800-12284.1 | PI0800-12284 | PI0800-11920 | 48 | CIRC | 363.3839 | 0.013 | 29.8386 | 3.134
PI0800-12284.1 | PI0800-12284 | PI0800-11920 | 48 | CIRC | 363.3839 | 0.013 | 26.4372 | 3.131 | PI0800-12980.1 | PI0800-12980 | PI0800-12284 | 21 | CIRC | 696.2444 | 0.013 | 11.9581 | 6.062
PI0800-12980.1 | PI0800-12980 | PI0800-12284 | 21 | CIRC | 696.2444 | 0.013 | 11.9209 | 6.064 | PI0800-13663.1 | PI0800-13663 | PI0800-12980 | 21 | CIRC | 683.2333 | 0.013 | 10.538 | 4.861
PI0800-13663.1 | PI0800-13663 | PI0800-12980 | 21 | CIRC | 683.2333 | 0.013 | 10.4786 | 4.87 | PI0800-1386.1 | PI0800-1386 | PI0800-967 | 72 | CIRC | 418.9838 | 0.013 | 177.5122 | 6.005
PI0800-1386.1 | PI0800-1386 | PI0800-967 | 72 | CIRC | 418.9838 | 0.013 | 178.7112 | 6.046 | PI0800-13862.1 | PI0800-13862 | PI0800-13663 | 21 | CIRC | 199.2986 | 0.013 | 11.4194 | 5.226
PI0800-13862.1 | PI0800-13862 | PI0800-13663 | 21 | CIRC | 199.2986 | 0.013 | 11.3387 | 5.227 | PI0800-14232.1 | PI0800-14232 | PI0800-13862 | 18 | CIRC | 369.8976 | 0.013 | 8.4138 | 4.078
PI0800-14232.1 | PI0800-14232 | PI0800-13862 | 18 | CIRC | 369.8976 | 0.013 | 8.3959 | 4.073 | PI0800-14580.1 | PI0800-14580 | PI0800-14232 | 18 | CIRC | 347.5311 | 0.013 | 10.5564 | 4.651
PI0800-14580.1 | PI0800-14580 | PI0800-14232 | 18 | CIRC | 347.5311 | 0.013 | 10.7259 | 4.703 | PI0800-15089.1 | PI0800-15089 | PI0800-14580 | 18 | CIRC | 509.5522 | 0.013 | 7.4942 | 3.305
PI0800-15089.1 | PI0800-15089 | PI0800-14580 | 18 | CIRC | 509.5522 | 0.013 | 7.5121 | 3.316 | PI0800-15119.1 | PI0800-15119 | PI0800-15089 | 18 | CIRC | 29.6876 | 0.013 | 7.8148 | 3.387
PI0800-15119.1 | PI0800-15119 | PI0800-15089 | 18 | CIRC | 29.6876 | 0.013 | 8.8379 | 3.825 | PI0800-15367.1 | PI0800-15367 | PI0800-15119 | 18 | CIRC | 247.9562 | 0.013 | 5.2689 | 4.973
PI0800-15367.1 | PI0800-15367 | PI0800-15119 | 18 | CIRC | 247.9562 | 0.013 | 5.3226 | 5.022 | PI0800-15576.1 | PI0800-15576 | PI0800-15367 | 15 | CIRC | 208.6295 | 0.013 | 4.0042 | 5.153
PI0800-15576.1 | PI0800-15576 | PI0800-15367 | 15 | CIRC | 208.6295 | 0.013 | 4.0636 | 5.207 | PI0800-16154.1 | PI0800-16154 | PI0800-15576 | 15 | CIRC | 578.9248 | 0.013 | 3.991 | 3.056
PI0800-16154.1 | PI0800-16154 | PI0800-15576 | 15 | CIRC | 578.9248 | 0.013 | 4.0271 | 3.056 | PI0800-16209.1 | PI0800-16209 | PI0800-16154 | 12 | CIRC | 54.305 | 0.013 | 5.0102 | 4.598
PI0800-16209.1 | PI0800-16209 | PI0800-16154 | 12 | CIRC | 54.305 | 0.013 | 4.9916 | 4.553 | PI0800-16221.1 | PI0800-16221 | PI0800-16209 | 12 | CIRC | 11.8983 | 0.013 | -4.1404 | -3.782
PI0800-16221.1 | PI0800-16221 | PI0800-16209 | 12 | CIRC | 11.8983 | 0.013 | -4.1131 | -3.758 | PI0800-1728.1 | PI0800-1728 | PI0800-1386 | 72 | CIRC | 341.9869 | 0.013 | 177.503 | 6.007
PI0800-1728.1 | PI0800-1728 | PI0800-1386 | 72 | CIRC | 341.9869 | 0.013 | 178.7033 | 6.048 | PI0800-1906.1 | PI0800-1906 | PI0800-1728 | 72 | CIRC | 177.8969 | 0.013 | 177.495 | 5.989
PI0800-1906.1 | PI0800-1906 | PI0800-1728 | 72 | CIRC | 177.8969 | 0.013 | 178.6965 | 6.03 | PI0800-2168.1 | PI0800-2168 | PI0800-1906 | 72 | CIRC | 262.1301 | 0.013 | 177.4864 | 5.99
PI0800-2168.1 | PI0800-2168 | PI0800-1906 | 72 | CIRC | 262.1301 | 0.013 | 178.6893 | 6.031 | PI0800-2656.1 | PI0800-2656 | PI0800-2168 | 72 | CIRC | 487.3946 | 0.013 | 91.3744 | 3.09
PI0800-2656.1 | PI0800-2656 | PI0800-2168 | 72 | CIRC | 487.3946 | 0.013 | 91.9583 | 3.11 | PI0800-2997.1 | PI0800-2997 | PI0800-2656 | 72 | CIRC | 341.1631 | 0.013 | 91.3641 | 3.094
PI0800-2997.1 | PI0800-2997 | PI0800-2656 | 72 | CIRC | 341.1631 | 0.013 | 91.9505 | 3.114 | PI0800-3641.1 | PI0800-3641 | PI0800-2997 | 72 | CIRC | 643.9173 | 0.013 | 91.3512 | 3.108
PI0800-3641.1 | PI0800-3641 | PI0800-2997 | 72 | CIRC | 643.9173 | 0.013 | 91.9419 | 3.128 | PI0800-3920.1 | PI0800-3920 | PI0800-3641 | 72 | CIRC | 278.9864 | 0.013 | 91.3444 | 4.756
PI0800-3920.1 | PI0800-3920 | PI0800-3641 | 72 | CIRC | 278.9864 | 0.013 | 91.9371 | 4.897 | PI0800-4740.1 | PI0800-4740 | PI0800-3920 | 72 | CIRC | 819.8283 | 0.013 | 91.3418 | 3.775
PI0800-4740.1 | PI0800-4740 | PI0800-3920 | 72 | CIRC | 819.8283 | 0.013 | 91.9308 | 3.876 | PI0800-4783.1 | PI0800-4783 | PI0800-4740 | 72 | CIRC | 43.2722 | 0.013 | 96.7202 | 3.753
PI0800-4783.1 | PI0800-4783 | PI0800-4740 | 72 | CIRC | 43.2722 | 0.013 | 94.8905 | 3.843 | PI0800-4962.1 | PI0800-4962 | PI0801-2821 | 72 | CIRC | 58.5566 | 0.013 | 101.0355 | 5.04
PI0800-4962.1 | PI0800-4962 | PI0801-2821 | 72 | CIRC | 58.5566 | 0.013 | 103.2664 | 5.058 | PI0800-4962.2 | PI0800-4962 | PI0800-4783 | 72 | CIRC | 178.6242 | 0.013 | 104.8491 | 4.845
PI0800-4962.2 | PI0800-4962 | PI0800-4783 | 72 | CIRC | 178.6242 | 0.013 | 101.1851 | 4.928 | PI0800-5082.1 | PI0800-5082 | PI0800-4962 | 72 | CIRC | 120.2307 | 0.013 | 184.9467 | 3.599
PI0800-5082.1 | PI0800-5082 | PI0800-4962 | 72 | CIRC | 120.2307 | 0.013 | 182.3814 | 3.675 | PI0800-5132.1 | PI0800-5132 | PI0800-5082 | 72 | CIRC | 49.9012 | 0.013 | 184.7787 | 3.14
PI0800-5132.1 | PI0800-5132 | PI0800-5082 | 72 | CIRC | 49.9012 | 0.013 | 183.2415 | 3.152 | PI0800-5262.1 | PI0800-5262 | PI0800-5132 | 72 | CIRC | 130.4868 | 0.013 | 183.5756 | 3.11
PI0800-5262.1 | PI0800-5262 | PI0800-5132 | 72 | CIRC | 130.4868 | 0.013 | 183.261 | 3.104 | PI0800-536.1 | PI0800-536 | Reach_A_US | 72 | CIRC | 521.7442 | 0.013 | 178.4414 | 6.053
PI0800-536.1 | PI0800-536 | Reach_A_US | 72 | CIRC | 521.7442 | 0.013 | 179.3024 | 6.083 | PI0800-5363.1 | PI0800-5363 | PI0800-5262 | 72 | CIRC | 100.5429 | 0.013 | 170.0488 | 2.872
PI0800-5363.1 | PI0800-5363 | PI0800-5262 | 72 | CIRC | 100.5429 | 0.013 | 170.7773 | 2.884 | PI0800-5462.1 | PI0800-5462 | PI0800-5363 | 72 | CIRC | 98.9333 | 0.013 | 167.6378 | 5.661
PI0800-5462.1 | PI0800-5462 | PI0800-5363 | 72 | CIRC | 98.9333 | 0.013 | 168.1066 | 5.677 | PI0800-5720.1 | PI0800-5720 | PI0800-5462 | 72 | CIRC | 257.973 | 0.013 | 167.6365 | 5.655
PI0800-5720.1 | PI0800-5720 | PI0800-5462 | 72 | CIRC | 257.973 | 0.013 | 168.103 | 5.671 | PI0800-5965.1 | PI0800-5965 | PI0800-5720 | 72 | CIRC | 244.9518 | 0.013 | 167.2249 | 2.82
PI0800-5965.1 | PI0800-5965 | PI0800-5720 | 72 | CIRC | 244.9518 | 0.013 | 167.7234 | 2.828 | PI0800-6118.1 | PI0800-6118 | PI0800-5965 | 72 | CIRC | 153.2558 | 0.013 | 145.1752 | 4.909
PI0800-6118.1 | PI0800-6118 | PI0800-5965 | 72 | CIRC | 153.2558 | 0.013 | 148.1831 | 5.007 | PI0800-634.1 | PI0800-634 | PI0800-536 | 72 | CIRC | 97.9961 | 0.013 | 178.4658 | 6.051
PI0800-634.1 | PI0800-634 | PI0800-536 | 72 | CIRC | 97.9961 | 0.013 | 179.2961 | 6.08 | PI0800-6393.1 | PI0800-6393 | PI0800-6118 | 72 | CIRC | 275.0532 | 0.013 | 144.8107 | 4.9
PI0800-6393.1 | PI0800-6393 | PI0800-6118 | 72 | CIRC | 275.0532 | 0.013 | 147.8233 | 4.998 | PI0800-6424.1 | PI0800-6424 | PI0800-6393 | 72 | CIRC | 30.9239 | 0.013 | 143.9974 | 4.865
PI0800-6424.1 | PI0800-6424 | PI0800-6393 | 72 | CIRC | 30.9239 | 0.013 | 146.5271 | 4.947 | PI0800-6710.1 | PI0800-6710 | PI0800-6424 | 72 | CIRC | 286.3368 | 0.013 | 143.8645 | 4.864
PI0800-6710.1 | PI0800-6710 | PI0800-6424 | 72 | CIRC | 286.3368 | 0.013 | 146.405 | 4.946 | PI0800-6886.1 | PI0800-6886 | PI0800-6710 | 72 | CIRC | 175.4972 | 0.013 | 143.4209 | 4.851
PI0800-6886.1 | PI0800-6886 | PI0800-6710 | 72 | CIRC | 175.4972 | 0.013 | 145.5736 | 4.92 | PI0800-7023.1 | PI0800-7023 | PI0800-6886 | 72 | CIRC | 137.4524 | 0.013 | 142.887 | 4.84
PI0800-7023.1 | PI0800-7023 | PI0800-6886 | 72 | CIRC | 137.4524 | 0.013 | 142.6184 | 4.83 | PI0800-7048.1 | PI0800-7048 | PI0800-7023 | 72 | CIRC | 25.7532 | 0.013 | 143.3924 | 4.857
PI0800-7048.1 | PI0800-7048 | PI0800-7023 | 72 | CIRC | 25.7532 | 0.013 | 141.5227 | 4.794 | PI0800-7165.1 | PI0800-7165 | PI0800-7048 | 48 | CIRC | 115.9173 | 0.013 | -28.5853 | -2.13
PI0800-7165.1 | PI0800-7165 | PI0800-7048 | 48 | CIRC | 115.9173 | 0.013 | -28.512 | -2.125 | PI0800-7276.1 | PI0800-7276 | PI0800-7048 | 72 | CIRC | 228.4031 | 0.013 | 75.4403 | 2.558
PI0800-7276.1 | PI0800-7276 | PI0800-7048 | 72 | CIRC | 228.4031 | 0.013 | 84.8617 | 2.877 | PI0800-7526.1 | PI0800-7526 | PI0800-7165 | 48 | CIRC | 361.3405 | 0.013 | -36.4426 | -2.716
PI0800-7526.1 | PI0800-7526 | PI0800-7165 | 48 | CIRC | 361.3405 | 0.013 | -36.6533 | -2.732 | PI0800-7771.1 | PI0800-7771 | PI0800-7526 | 48 | CIRC | 245.0671 | 0.013 | 51.9688 | 3.879
PI0800-7771.1 | PI0800-7771 | PI0800-7526 | 48 | CIRC | 245.0671 | 0.013 | 53.5757 | 3.998 | PI0800-7771.2 | PI0800-7771 | PI0800-7276 | 72 | CIRC | 494.1257 | 0.013 | 56.8754 | 1.933
PI0800-7771.2 | PI0800-7771 | PI0800-7276 | 72 | CIRC | 494.1257 | 0.013 | 66.2033 | 2.251 | PI0800-7928.1 | PI0800-7928 | PI0800-7771 | 48 | CIRC | 157.0393 | 0.013 | 42.8285 | 3.224
PI0800-7928.1 | PI0800-7928 | PI0800-7771 | 48 | CIRC | 157.0393 | 0.013 | 42.3988 | 3.19 | PI0800-8079.1 | PI0800-8079 | PI0800-7928 | 48 | CIRC | 150.989 | 0.013 | 42.866 | 3.228
PI0800-8079.1 | PI0800-8079 | PI0800-7928 | 48 | CIRC | 150.989 | 0.013 | 42.4287 | 3.194 | PI0800-827.1 | PI0800-827 | PI0800-634 | 72 | CIRC | 192.9927 | 0.013 | 177.5306 | 6.02
PI0800-827.1 | PI0800-827 | PI0800-634 | 72 | CIRC | 192.9927 | 0.013 | 178.7261 | 6.061 | PI0800-8415.1 | PI0800-8415 | PI0800-8079 | 48 | CIRC | 336.2504 | 0.013 | 44.4815 | 3.317
PI0800-8415.1 | PI0800-8415 | PI0800-8079 | 48 | CIRC | 336.2504 | 0.013 | 44.8129 | 3.34 | PI0800-8827.1 | PI0800-8827 | PI0800-8415 | 48 | CIRC | 411.9493 | 0.013 | 42.9677 | 3.247
PI0800-8827.1 | PI0800-8827 | PI0800-8415 | 48 | CIRC | 411.9493 | 0.013 | 43.5689 | 3.269 | PI0800-9114.1 | PI0800-9114 | PI0800-8827 | 48 | CIRC | 286.9773 | 0.013 | 43.0044 | 3.257
PI0800-9114.1 | PI0800-9114 | PI0800-8827 | 48 | CIRC | 286.9773 | 0.013 | 43.5879 | 3.33 | PI0800-9456.1 | PI0800-9456 | PI0800-9114 | 48 | CIRC | 341.2586 | 0.013 | 42.1131 | 3.18
PI0800-9456.1 | PI0800-9456 | PI0800-9114 | 48 | CIRC | 341.2586 | 0.013 | 41.7075 | 3.149 | PI0800-9639.1 | PI0800-9639 | PI0800-9456 | 48 | CIRC | 183.3168 | 0.013 | 42.1593 | 3.187
PI0800-9639.1 | PI0800-9639 | PI0800-9456 | 48 | CIRC | 183.3168 | 0.013 | 41.7475 | 3.156 | PI0800-967.1 | PI0800-967 | PI0800-827 | 72 | CIRC | 139.9946 | 0.013 | 177.5224 | 6.012
PI0800-967.1 | PI0800-967 | PI0800-827 | 72 | CIRC | 139.9946 | 0.013 | 178.7196 | 6.053 | PI0800-9800.1 | PI0800-9800 | PI0800-9639 | 48 | CIRC | 160.9351 | 0.013 | 42.2032 | 3.194
PI0800-9800.1 | PI0800-9800 | PI0800-9639 | 48 | CIRC | 160.9351 | 0.013 | 41.7855 | 3.162 | PI0801-1501.1 | PI0801-1501 | PI0801-517 | 72 | CIRC | 984.2376 | 0.013 | 98.7479 | 3.902
PI0801-1501.1 | PI0801-1501 | PI0801-517 | 72 | CIRC | 984.2376 | 0.013 | 100.627 | 3.963 | PI0801-1780.1 | PI0801-1780 | PI0801-1501 | 72 | CIRC | 278.9795 | 0.013 | 99.1213 | 3.924
PI0801-1780.1 | PI0801-1780 | PI0801-1501 | 72 | CIRC | 278.9795 | 0.013 | 101.0735 | 3.979 | PI0801-2270.1 | PI0801-2270 | PI0801-1780 | 72 | CIRC | 489.964 | 0.013 | 99.7737 | 3.995
PI0801-2270.1 | PI0801-2270 | PI0801-1780 | 72 | CIRC | 489.964 | 0.013 | 101.8428 | 4.032 | PI0801-2821.1 | PI0801-2821 | PI0801-2270 | 72 | CIRC | 551.4078 | 0.013 | 100.8862 | 5.611
PI0801-2821.1 | PI0801-2821 | PI0801-2270 | 72 | CIRC | 551.4078 | 0.013 | 103.0993 | 5.612 | PI0801-478.1 | PI0801-478 | PI0800-2168 | 72 | CIRC | 477.5111 | 0.013 | 97.3514 | 4.033
PI0801-478.1 | PI0801-478 | PI0800-2168 | 72 | CIRC | 477.5111 | 0.013 | 98.9665 | 4.118 | PI0801-517.1 | PI0801-517 | PI0801-478 | 72 | CIRC | 39.1079 | 0.013 | 97.4376 | 4.027
PI0801-517.1 | PI0801-517 | PI0801-478 | 72 | CIRC | 39.1079 | 0.013 | 99.0664 | 4.107 | PI0802-383.1 | PI0802-383 | PI0802-43 | 15 | CIRC | 339.6938 | 0.013 | 4.642 | 3.131
PI0802-383.1 | PI0802-383 | PI0802-43 | 15 | CIRC | 339.6938 | 0.013 | 4.8944 | 3.304 | PI0802-43.1 | PI0802-43 | PI0800-5262 | 18 | CIRC | 42.8603 | 0.013 | 20.5911 | 15.918
PI0802-43.1 | PI0802-43 | PI0800-5262 | 18 | CIRC | 42.8603 | 0.013 | 15.9246 | 12.866 | PI0803-124.1 | PI0803-124 | PI0800-6393 | 18 | CIRC | 123.9459 | 0.013 | 6.5956 | 2.699
PI0803-124.1 | PI0803-124 | PI0800-6393 | 18 | CIRC | 123.9459 | 0.013 | 7.5516 | 3.095 | PI0804-109.1 | PI0804-109 | PI0800-6424 | 12 | CIRC | 108.9918 | 0.013 | 2.9754 | 1.975
PI0804-109.1 | PI0804-109 | PI0800-6424 | 12 | CIRC | 108.9918 | 0.013 | 1.0768 | 0.713 | PI0804-126.1 | PI0804-126 | PI0804-109 | 12 | CIRC | 16.5698 | 0.013 | 2.9898 | 1.98
PI0804-126.1 | PI0804-126 | PI0804-109 | 12 | CIRC | 16.5698 | 0.013 | 1.0802 | 0.716 | PI0805-88.1 | PI0805-88 | PI0800-6710 | 12 | CIRC | 87.8596 | 0.013 | 3.134 | 2.141
PI0805-88.1 | PI0805-88 | PI0800-6710 | 12 | CIRC | 87.8596 | 0.013 | 3.3881 | 2.292 | PI0806-55.1 | PI0806-55 | PI0800-7165 | 48 | CIRC | 55.0031 | 0.013 | 9.3301 | 0.7
PI0806-55.1 | PI0806-55 | PI0800-7165 | 48 | CIRC | 55.0031 | 0.013 | 9.355 | 0.702 | PI0807-113.1 | PI0807-113 | PI0800-10107 | 12 | CIRC | 113.1008 | 0.013 | 1.4953 | 1.199
PI0807-113.1 | PI0807-113 | PI0800-10107 | 12 | CIRC | 113.1008 | 0.013 | 1.5417 | 1.232 | PI0808-124.1 | PI0808-124 | PI0800-10484 | 12 | CIRC | 124.3106 | 0.013 | 2.8056 | 2.409
PI0808-124.1 | PI0808-124 | PI0800-10484 | 12 | CIRC | 124.3106 | 0.013 | 2.7271 | 2.341 | PI080901-738.1 | PI080901-738 | PI0809-784 | 18 | CIRC | 737.5913 | 0.013 | 7.6244 | 3.309
PI080901-738.1 | PI080901-738 | PI0809-784 | 18 | CIRC | 737.5913 | 0.013 | 7.6192 | 3.307 | PI080901-765.1 | PI080901-765 | PI080901-738 | 12 | CIRC | 27.1349 | 0.013 | 6.4869 | 14.543
PI080901-765.1 | PI080901-765 | PI080901-738 | 12 | CIRC | 27.1349 | 0.013 | 6.4872 | 14.528 | PI0809-1151.1 | PI0809-1151 | PI0809-784 | 24 | CIRC | 367.4462 | 0.013 | 6.8943 | 2.285
PI0809-1151.1 | PI0809-1151 | PI0809-784 | 24 | CIRC | 367.4462 | 0.013 | 6.7516 | 2.29 | PI0809-1271.1 | PI0809-1271 | PI0809-1151 | 18 | CIRC | 119.7496 | 0.013 | 7.414 | 3.316
PI0809-1271.1 | PI0809-1271 | PI0809-1151 | 18 | CIRC | 119.7496 | 0.013 | 7.2676 | 3.251 | PI0809-1380.1 | PI0809-1380 | PI0809-1271 | 15 | CIRC | 108.9765 | 0.013 | 5.3826 | 6.16
PI0809-1380.1 | PI0809-1380 | PI0809-1271 | 15 | CIRC | 108.9765 | 0.013 | 5.3695 | 6.157 | PI0809-1431.1 | PI0809-1431 | PI0809-1380 | 15 | CIRC | 51.2969 | 0.013 | 6.9413 | 4.409
PI0809-1431.1 | PI0809-1431 | PI0809-1380 | 15 | CIRC | 51.2969 | 0.013 | 6.9443 | 4.411 | PI0809-1484.1 | PI0809-1484 | PI0809-1431 | 12 | CIRC | 52.7248 | 0.013 | 4.4045 | 4.269
PI0809-1484.1 | PI0809-1484 | PI0809-1431 | 12 | CIRC | 52.7248 | 0.013 | 4.4836 | 4.349 | PI0809-240.1 | PI0809-240 | PI0800-11010 | 24 | CIRC | 239.929 | 0.013 | 7.6147 | 2.076
PI0809-240.1 | PI0809-240 | PI0800-11010 | 24 | CIRC | 239.929 | 0.013 | 7.4293 | 2.023 | PI0809-714.1 | PI0809-714 | PI0809-240 | 24 | CIRC | 473.9633 | 0.013 | 7.6007 | 2.085
PI0809-714.1 | PI0809-714 | PI0809-240 | 24 | CIRC | 473.9633 | 0.013 | 7.4209 | 2.034 | PI0809-784.1 | PI0809-784 | PI0809-714 | 24 | CIRC | 69.9946 | 0.013 | 7.5924 | 7.267
PI0809-784.1 | PI0809-784 | PI0809-714 | 24 | CIRC | 69.9946 | 0.013 | 7.4182 | 7.336 | PI0810-62.1 | PI0810-62 | PI0800-13663 | 12 | CIRC | 61.538 | 0.013 | 2.3737 | 2.254
PI0810-62.1 | PI0810-62 | PI0800-13663 | 12 | CIRC | 61.538 | 0.013 | 2.4115 | 2.287 | PI0900-1019.1 | PI0900-1019 | PI0900-384 | 12 | CIRC | 650.3348 | 0.013 | 3.876 | 7.034
PI0900-1019.1 | PI0900-1019 | PI0900-384 | 12 | CIRC | 650.3348 | 0.013 | 3.876 | 7.034 | PI0900-384.1 | PI0900-384 | PI0800-7023 | 12 | CIRC | 384.1188 | 0.013 | 3.8799 | 3.496
PI0900-384.1 | PI0900-384 | PI0800-7023 | 12 | CIRC | 384.1188 | 0.013 | 3.8803 | 3.496 | PI1000-1300.1 | PI1000-1300 | PI1000-953 | 18 | CIRC | 346.9244 | 0.013 | -3.9204 | 2.52
PI1000-0.1 | PI1000-0 | PI0900-1019 | #N/A | #N/A | #N/A | #N/A | 3.9539 | 0 | PI1000-1456.1 | PI1000-1456 | PI1000-1300 | 30 | CIRC | 155.9314 | 0.013 | 13.4213 | 2.586
PI1000-1300.1 | PI1000-1300 | PI1000-953 | 18 | CIRC | 346.9244 | 0.013 | -3.8163 | 2.668 | PI1000-15.1 | PI1000-15 | PI1000-7 | 24 | CIRC | 3.3 | 0.013 | -7.7027 | -2.117
PI1000-1456.1 | PI1000-1456 | PI1000-1300 | 30 | CIRC | 155.9314 | 0.013 | 13.3415 | 2.572 | PI1000-1683.1 | PI1000-1683 | PI1000-1456 | 21 | CIRC | 226.4692 | 0.013 | 3.181 | 2.634
PI1000-15.1 | PI1000-15 | PI1000-7 | 24 | CIRC | 3.3 | 0.013 | -6.4101 | 3.893 | PI1000-1964.1 | PI1000-1964 | PI1000-1683 | 21 | CIRC | 281.5442 | 0.013 | 6.1882 | 3.045
PI1000-1683.1 | PI1000-1683 | PI1000-1456 | 21 | CIRC | 226.4692 | 0.013 | 3.5545 | 2.768 | PI1000-1994.1 | PI1000-1994 | PI1000-1964 | 18 | CIRC | 29.9861 | 0.013 | 1.6625 | 0.878
PI1000-1964.1 | PI1000-1964 | PI1000-1683 | 21 | CIRC | 281.5442 | 0.013 | 6.4666 | 3.17 | PI1000-2198.1 | PI1000-2198 | PI1000-1994 | 18 | CIRC | 203.5138 | 0.013 | 1.8505 | 1.299
PI1000-1994.1 | PI1000-1994 | PI1000-1964 | 18 | CIRC | 29.9861 | 0.013 | 1.6771 | 0.885 | PI1000-2345.1 | PI1000-2345 | PI1000-2198 | 15 | CIRC | 146.9778 | 0.013 | 1.852 | 2.096
PI1000-2198.1 | PI1000-2198 | PI1000-1994 | 18 | CIRC | 203.5138 | 0.013 | 1.9493 | 1.323 | PI1000-2708.1 | PI1000-2708 | PI1000-2345 | 15 | CIRC | 363.1329 | 0.013 | 1.8585 | 2.618
PI1000-2345.1 | PI1000-2345 | PI1000-2198 | 15 | CIRC | 146.9778 | 0.013 | 1.9489 | 2.184 | PI1000-2929.1 | PI1000-2929 | PI1000-2708 | 12 | CIRC | 220.7243 | 0.013 | 1.8612 | 2.226
PI1000-2708.1 | PI1000-2708 | PI1000-2345 | 15 | CIRC | 363.1329 | 0.013 | 1.9489 | 2.663 | PI1000-3317.1 | PI1000-3317 | PI1000-2929 | 12 | CIRC | 388.7046 | 0.013 | 0.00439 | 0.176
PI1000-2929.1 | PI1000-2929 | PI1000-2708 | 12 | CIRC | 220.7243 | 0.013 | 1.9491 | 2.315 | PI1000-622.1 | PI1000-622 | PI1000-15 | 24 | CIRC | 611.9547 | 0.013 | -5.3726 | 2.594
PI1000-3317.1 | PI1000-3317 | PI1000-2929 | 12 | CIRC | 388.7046 | 0.013 | 0.01057 | 0.363 | PI1000-7.1 | PI1000-7 | PI1000-0 | 12 | CIRC | 29.1944 | 0.013 | 3.8459 | 4.131
PI1000-622.1 | PI1000-622 | PI1000-15 | 24 | CIRC | 611.9547 | 0.013 | -5.0544 | 2.716 | PI1000-719.1 | PI1000-719 | PI1000-622 | 18 | CIRC | 97.3041 | 0.013 | -4.7047 | 2.376
PI1000-7.1 | PI1000-7 | PI1000-0 | 12 | CIRC | 29.1944 | 0.013 | 3.8002 | 5.913 | PI1000-953.1 | PI1000-953 | PI1000-719 | 18 | CIRC | 234.2469 | 0.013 | -4.8401 | 2.495
PI1000-719.1 | PI1000-719 | PI1000-622 | 18 | CIRC | 97.3041 | 0.013 | -4.9603 | 2.475 | PI1001-23.1 | PI1001-23 | PI1000-0 | 12 | CIRC | 29.1944 | 0.013 | 2.3972 | 7.956
PI1000-953.1 | PI1000-953 | PI1000-719 | 18 | CIRC | 234.2469 | 0.013 | -5.0412 | 2.609 | PI1001-505.1 | PI1001-505 | PI1001-23 | 12 | CIRC | 106.9917 | 0.013 | 2.8182 | 2.997
PI1001-23.1 | PI1001-23 | PI1000-0 | 12 | CIRC | 29.1944 | 0.013 | 2.0822 | 8.636 | PI1001-552.1 | PI1001-552 | PI1001-505 | 12 | CIRC | 47.0848 | 0.013 | 2.948 | 3.84
PI1001-505.1 | PI1001-505 | PI1001-23 | 12 | CIRC | 106.9917 | 0.013 | 3.1458 | 3.362 | PI1002-154.1 | PI1002-154 | PI1000-7 | 18 | CIRC | 154.1101 | 0.013 | 9.1533 | 3.994
PI1001-552.1 | PI1001-552 | PI1001-505 | 12 | CIRC | 47.0848 | 0.013 | 3.2135 | 4.051 | PI100301-195.1 | PI100301-195 | PI1003-93 | 12 | CIRC | 51.9961 | 0.013 | -2.4593 | -2.649
PI1002-154.1 | PI1002-154 | PI1000-7 | 18 | CIRC | 154.1101 | 0.013 | 6.4964 | 2.886 | PI1003-366.1 | PI1003-366 | PI1003-93 | 12 | CIRC | 60.4764 | 0.013 | 2.5774 | 2.789
PI100301-195.1 | PI100301-195 | PI1003-93 | 12 | CIRC | 51.9961 | 0.013 | -2.9766 | -3.13 | PI1003-93.1 | PI1003-93 | PI1000-15 | 12 | CIRC | 97.8289 | 0.013 | -2.3893 | 3.819
PI1003-366.1 | PI1003-366 | PI1003-93 | 12 | CIRC | 60.4764 | 0.013 | 3.5839 | 3.723 | PI1004-244.1 | PI1004-244 | PI1000-1300 | 18 | CIRC | 243.5758 | 0.013 | -6.9538 | -3.753
PI1003-93.1 | PI1003-93 | PI1000-15 | 12 | CIRC | 97.8289 | 0.013 | 2.3374 | 4.197 | PI1005-259.1 | PI1005-259 | PI1005-49 | 21 | CIRC | 209.8572 | 0.013 | -3.1187 | 1.597
PI1004-244.1 | PI1004-244 | PI1000-1300 | 18 | CIRC | 243.5758 | 0.013 | -7.348 | -3.976 | PI1005-49.1 | PI1005-49 | PI1000-1456 | 21 | CIRC | 49.1569 | 0.013 | 6.5086 | 2.452
PI1005-259.1 | PI1005-259 | PI1005-49 | 21 | CIRC | 209.8572 | 0.013 | -3.0313 | 1.632 | PI1005-547.1 | PI1005-547 | PI1005-259 | 18 | CIRC | 288.123 | 0.013 | 2.4768 | 1.562
PI1005-49.1 | PI1005-49 | PI1000-1456 | 21 | CIRC | 49.1569 | 0.013 | 6.5979 | 2.489 | PI1006-305.1 | PI1006-305 | PI1000-1964 | 18 | CIRC | 305.2789 | 0.013 | 5.1203 | 2.722
PI1005-547.1 | PI1005-547 | PI1005-259 | 18 | CIRC | 288.123 | 0.013 | 2.4683 | 1.631 | PI1006-555.1 | PI1006-555 | PI1006-305 | 18 | CIRC | 249.9859 | 0.013 | 6.6692 | 3.522
PI1006-305.1 | PI1006-305 | PI1000-1964 | 18 | CIRC | 305.2789 | 0.013 | 5.1947 | 2.763 | PI1007-352.1 | PI1007-352 | PI1000-2929 | 12 | CIRC | 352.317 | 0.013 | 1.8822 | 2.163
PI1006-555.1 | PI1006-555 | PI1006-305 | 18 | CIRC | 249.9859 | 0.013 | 6.6609 | 3.518 | PI1100-1318.1 | PI1100-1318 | PI1100-995 | 24 | CIRC | 322.209 | 0.013 | 12.7906 | 3.562
PI1007-352.1 | PI1007-352 | PI1000-2929 | 12 | CIRC | 352.317 | 0.013 | 1.8903 | 2.172 | PI1100-1349.1 | PI1100-1349 | PI1100-1318 | 24 | CIRC | 30.998 | 0.013 | 12.5025 | 3.472
PI1100-1318.1 | PI1100-1318 | PI1100-995 | 24 | CIRC | 322.209 | 0.013 | 12.6331 | 3.522 | PI1100-1495.1 | PI1100-1495 | PI1100-1349 | 24 | CIRC | 146.0568 | 0.013 | 11.6296 | 3.247
PI1100-1349.1 | PI1100-1349 | PI1100-1318 | 24 | CIRC | 30.998 | 0.013 | 13.8684 | 3.848 | PI1100-1531.1 | PI1100-1531 | PI1100-1495 | 24 | CIRC | 36.1385 | 0.013 | 9.1858 | 2.543
PI1100-1495.1 | PI1100-1495 | PI1100-1349 | 24 | CIRC | 146.0568 | 0.013 | 11.661 | 3.248 | PI1100-1765.1 | PI1100-1765 | PI1100-1531 | 24 | CIRC | 233.8501 | 0.013 | 7.9916 | 2.21
PI1100-1531.1 | PI1100-1531 | PI1100-1495 | 24 | CIRC | 36.1385 | 0.013 | 9.3182 | 2.579 | PI1100-1973.1 | PI1100-1973 | PI1100-1765 | 24 | CIRC | 208.3824 | 0.013 | 4.9897 | 1.404
PI1100-1765.1 | PI1100-1765 | PI1100-1531 | 24 | CIRC | 233.8501 | 0.013 | 8.052 | 2.226 | PI1100-2008.1 | PI1100-2008 | PI1100-1973 | 24 | CIRC | 34.6777 | 0.013 | -5.2072 | -1.452
PI1100-1973.1 | PI1100-1973 | PI1100-1765 | 24 | CIRC | 208.3824 | 0.013 | 5.4122 | 1.503 | PI1100-2504.1 | PI1100-2504 | PI1100-2008 | 18 | CIRC | 496.6859 | 0.013 | 6.5689 | 4.583
PI1100-2008.1 | PI1100-2008 | PI1100-1973 | 24 | CIRC | 34.6777 | 0.013 | 3.6068 | 1.023 | PI1100-2781.1 | PI1100-2781 | PI1100-2504 | 18 | CIRC | 276.9814 | 0.013 | 4.9066 | 2.888
PI1100-2504.1 | PI1100-2504 | PI1100-2008 | 18 | CIRC | 496.6859 | 0.013 | 6.5987 | 4.584 | PI1100-2824.1 | PI1100-2824 | PI1100-2781 | 18 | CIRC | 42.4863 | 0.013 | 6.2642 | 3.085
PI1100-2781.1 | PI1100-2781 | PI1100-2504 | 18 | CIRC | 276.9814 | 0.013 | 4.7985 | 2.888 | PI1100-3029.1 | PI1100-3029 | PI1100-2824 | 18 | CIRC | 205.2963 | 0.013 | 6.1672 | 5.273
PI1100-2824.1 | PI1100-2824 | PI1100-2781 | 18 | CIRC | 42.4863 | 0.013 | 6.2488 | 3.078 | PI1100-3133.1 | PI1100-3133 | PI1100-3029 | 12 | CIRC | 103.5049 | 0.013 | 4.2921 | 4.719
PI1100-3029.1 | PI1100-3029 | PI1100-2824 | 18 | CIRC | 205.2963 | 0.013 | 6.1682 | 5.266 | PI1100-375.1 | PI1100-375 | PI0800-9800 | 36 | CIRC | 375.2295 | 0.013 | 19.923 | 2.576
PI1100-3133.1 | PI1100-3133 | PI1100-3029 | 12 | CIRC | 103.5049 | 0.013 | 4.2611 | 4.691 | PI1100-673.1 | PI1100-673 | PI1100-375 | 27 | CIRC | 297.4164 | 0.013 | 15.0581 | 5.744
PI1100-375.1 | PI1100-375 | PI0800-9800 | 36 | CIRC | 375.2295 | 0.013 | 22.2444 | 2.878 | PI1100-900.1 | PI1100-900 | PI1100-673 | 27 | CIRC | 227.5719 | 0.013 | 15.0738 | 3.322
PI1100-673.1 | PI1100-673 | PI1100-375 | 27 | CIRC | 297.4164 | 0.013 | 15.0187 | 5.764 | PI1100-995.1 | PI1100-995 | PI1100-900 | 24 | CIRC | 95.2194 | 0.013 | 12.5253 | 10.744
PI1100-900.1 | PI1100-900 | PI1100-673 | 27 | CIRC | 227.5719 | 0.013 | 15.0355 | 3.314 | PI1101-138.1 | PI1101-138 | PI1100-375 | 24 | CIRC | 138.2621 | 0.013 | 10.3371 | 2.811
PI1100-995.1 | PI1100-995 | PI1100-900 | 24 | CIRC | 95.2194 | 0.013 | 12.5134 | 10.795 | PI110201-32.1 | PI110201-32 | PI1102-138 | 12 | CIRC | 32.0026 | 0.013 | -3.9932 | -2.886
PI1101-138.1 | PI1101-138 | PI1100-375 | 24 | CIRC | 138.2621 | 0.013 | 12.4324 | 3.382 | PI110202-12.1 | PI110202-12 | PI1102-138 | 12 | CIRC | 11.9951 | 0.013 | -3.072 | -2.228
PI110201-32.1 | PI110201-32 | PI1102-138 | 12 | CIRC | 32.0026 | 0.013 | -4.378 | -3.16 | PI110203-41.1 | PI110203-41 | PI1102-290 | 12 | CIRC | 40.7147 | 0.013 | 1.4904 | 1.259
PI110202-12.1 | PI110202-12 | PI1102-138 | 12 | CIRC | 11.9951 | 0.013 | -3.343 | -2.367 | PI110204-12.1 | PI110204-12 | PI1102-679 | 12 | CIRC | 12.0046 | 0.013 | 1.5407 | 3.224
PI110203-41.1 | PI110203-41 | PI1102-290 | 12 | CIRC | 40.7147 | 0.013 | 1.7291 | 1.259 | PI1102-138.1 | PI1102-138 | PI1100-375 | 18 | CIRC | 138.0961 | 0.013 | 4.4332 | 1.901
PI110204-12.1 | PI110204-12 | PI1102-679 | 12 | CIRC | 12.0046 | 0.013 | 1.5681 | 3.227 | PI1102-290.1 | PI1102-290 | PI1102-138 | 15 | CIRC | 152.1951 | 0.013 | 2.3994 | 1.33
PI1102-138.1 | PI1102-138 | PI1100-375 | 18 | CIRC | 138.0961 | 0.013 | 4.6321 | 1.994 | PI1102-469.1 | PI1102-469 | PI1102-290 | 12 | CIRC | 178.4251 | 0.013 | 1.3763 | 2.372
PI1102-290.1 | PI1102-290 | PI1102-138 | 15 | CIRC | 152.1951 | 0.013 | 2.3817 | 1.321 | PI1102-679.1 | PI1102-679 | PI1102-469 | 12 | CIRC | 209.9033 | 0.013 | 1.5392 | 3.523
PI1102-469.1 | PI1102-469 | PI1102-290 | 12 | CIRC | 178.4251 | 0.013 | 1.4124 | 2.39 | PI110301-45.1 | PI110301-45 | PI1103-314 | 12 | CIRC | 45.4514 | 0.013 | 5.7958 | 5.028
PI1102-679.1 | PI1102-679 | PI1102-469 | 12 | CIRC | 209.9033 | 0.013 | 1.5661 | 3.529 | PI110302-123.1 | PI110302-123 | PI1103-1025 | 12 | CIRC | 123.4141 | 0.013 | 2.0424 | 1.806
PI110301-45.1 | PI110301-45 | PI1103-314 | 12 | CIRC | 45.4514 | 0.013 | 5.8421 | 5.076 | PI1103-1025.1 | PI1103-1025 | PI1103-314 | 12 | CIRC | 711.4288 | 0.013 | 2.053 | 2.02
PI110302-123.1 | PI110302-123 | PI1103-1025 | 12 | CIRC | 123.4141 | 0.013 | 2.055 | 1.817 | PI1103-1099.1 | PI1103-1099 | PI1103-1025 | 12 | CIRC | 73.2312 | 0.013 | 1.1938 | 1.193
PI1103-1025.1 | PI1103-1025 | PI1103-314 | 12 | CIRC | 711.4288 | 0.013 | 2.054 | 2.024 | PI1103-1143.1 | PI1103-1143 | PI1103-1099 | 12 | CIRC | 44.1594 | 0.013 | 2.849 | 2.534
PI1103-1099.1 | PI1103-1099 | PI1103-1025 | 12 | CIRC | 73.2312 | 0.013 | 1.175 | 1.193 | PI1103-314.1 | PI1103-314 | PI1103-71 | 21 | CIRC | 243.4659 | 0.013 | 2.3935 | 1.285
PI1103-1143.1 | PI1103-1143 | PI1103-1099 | 12 | CIRC | 44.1594 | 0.013 | 2.8637 | 2.546 | PI1103-71.1 | PI1103-71 | PI1100-900 | 21 | CIRC | 70.5389 | 0.013 | 2.9994 | 1.028
PI1103-314.1 | PI1103-314 | PI1103-71 | 21 | CIRC | 243.4659 | 0.013 | -2.7774 | 1.285 | PI1104-32.1 | PI1104-32 | PI1100-1318 | 15 | CIRC | 31.6512 | 0.013 | 3.0068 | 1.805
PI1103-71.1 | PI1103-71 | PI1100-900 | 21 | CIRC | 70.5389 | 0.013 | 2.9824 | 1.023 | PI110501-25.1 | PI110501-25 | PI1105-714 | 15 | CIRC | 24.7581 | 0.013 | 5.67 | 3.279
PI1104-32.1 | PI1104-32 | PI1100-1318 | 15 | CIRC | 31.6512 | 0.013 | 2.8084 | 1.687 | PI110501-90.1 | PI110501-90 | PI110501-25 | 12 | CIRC | 64.9326 | 0.013 | 4.3516 | 3.278
PI110501-25.1 | PI110501-25 | PI1105-714 | 15 | CIRC | 24.7581 | 0.013 | 6.0049 | 3.473 | PI110502-88.1 | PI110502-88 | PI1105-1032 | 15 | CIRC | 87.8657 | 0.013 | 4.8648 | 3.037
PI110501-90.1 | PI110501-90 | PI110501-25 | 12 | CIRC | 64.9326 | 0.013 | 4.3313 | 3.268 | PI1105-1032.1 | PI1105-1032 | PI1105-714 | 18 | CIRC | 318.6144 | 0.013 | 6.5799 | 3
PI110502-88.1 | PI110502-88 | PI1105-1032 | 15 | CIRC | 87.8657 | 0.013 | 4.7659 | 2.985 | PI1105-1142.1 | PI1105-1142 | PI1105-1032 | 15 | CIRC | 109.9033 | 0.013 | 2.6762 | 1.606
PI1105-1032.1 | PI1105-1032 | PI1105-714 | 18 | CIRC | 318.6144 | 0.013 | 6.4457 | 2.939 | PI1105-714.1 | PI1105-714 | PI1100-1495 | 21 | CIRC | 713.7676 | 0.013 | 7.374 | 2.549
PI1105-1142.1 | PI1105-1142 | PI1105-1032 | 15 | CIRC | 109.9033 | 0.013 | 2.6666 | 1.6 | PI1106-43.1 | PI1106-43 | PI1100-1973 | 12 | CIRC | 42.3383 | 0.013 | 2.2255 | 1.834
PI1105-714.1 | PI1105-714 | PI1100-1495 | 21 | CIRC | 713.7676 | 0.013 | 7.4021 | 2.544 | PI1200-120.1 | PI1200-120 | PI1200-75 | 36 | CIRC | 45.2504 | 0.013 | 38.4361 | 5.079
PI1106-43.1 | PI1106-43 | PI1100-1973 | 12 | CIRC | 42.3383 | 0.013 | 1.5968 | 1.315 | PI1200-1654.1 | PI1200-1654 | PI1200-902 | 24 | CIRC | 751.3229 | 0.013 | 13.0997 | 3.716
PI1200-120.1 | PI1200-120 | PI1200-75 | 36 | CIRC | 45.2504 | 0.013 | 47.6413 | 6.337 | PI1200-1943.1 | PI1200-1943 | PI1200-1654 | 24 | CIRC | 289.3393 | 0.013 | 6.3342 | 2.311
PI1200-1654.1 | PI1200-1654 | PI1200-902 | 24 | CIRC | 751.3229 | 0.013 | 13.8752 | 3.938 | PI1200-2006.1 | PI1200-2006 | PI1200-1943 | 15 | CIRC | 62.9265 | 0.013 | 3.6732 | 2.583
PI1200-1943.1 | PI1200-1943 | PI1200-1654 | 24 | CIRC | 289.3393 | 0.013 | 6.4206 | 2.433 | PI1200-222.1 | PI1200-222 | PI1200-120 | 36 | CIRC | 102.0942 | 0.013 | 38.3815 | 5.075
PI1200-2006.1 | PI1200-2006 | PI1200-1943 | 15 | CIRC | 62.9265 | 0.013 | 3.8526 | 2.602 | PI1200-2261.1 | PI1200-2261 | PI1200-2006 | 15 | CIRC | 255.0635 | 0.013 | -2.9431 | 3.205
PI1200-222.1 | PI1200-222 | PI1200-120 | 36 | CIRC | 102.0942 | 0.013 | 47.6266 | 6.321 | PI1200-275.1 | PI1200-275 | PI1200-222 | 36 | CIRC | 53.0422 | 0.013 | 38.2091 | 5.054
PI1200-2261.1 | PI1200-2261 | PI1200-2006 | 15 | CIRC | 255.0635 | 0.013 | -3.1656 | 3.209 | PI1200-462.1 | PI1200-462 | PI1200-275 | 36 | CIRC | 186.3265 | 0.013 | 38.1552 | 5.067
PI1200-275.1 | PI1200-275 | PI1200-222 | 36 | CIRC | 53.0422 | 0.013 | 47.465 | 6.296 | PI1200-75.1 | PI1200-75 | PI0800-7771 | 42 | CIRC | 75.0188 | 0.013 | 39.0027 | 3.821
PI1200-462.1 | PI1200-462 | PI1200-275 | 36 | CIRC | 186.3265 | 0.013 | 47.4766 | 6.3 | PI1200-902.1 | PI1200-902 | PI1200-462 | 30 | CIRC | 440.682 | 0.013 | 18.5547 | 3.518
PI1200-75.1 | PI1200-75 | PI0800-7771 | 42 | CIRC | 75.0188 | 0.013 | 47.8957 | 4.739 | PI120101-204.1 | PI120101-204 | PI1201-252 | 18 | CIRC | 204.3424 | 0.013 | 6.3501 | 3.275
PI1200-902.1 | PI1200-902 | PI1200-462 | 30 | CIRC | 440.682 | 0.013 | 19.7455 | 3.761 | PI120101-457.1 | PI120101-457 | PI120101-204 | 15 | CIRC | 252.3866 | 0.013 | 3.1257 | 3.007
PI120101-204.1 | PI120101-204 | PI1201-252 | 18 | CIRC | 204.3424 | 0.013 | 9.0535 | 4.543 | PI120101-498.1 | PI120101-498 | PI120101-457 | 12 | CIRC | 41.1781 | 0.013 | 2.1578 | 3.169
PI120101-457.1 | PI120101-457 | PI120101-204 | 15 | CIRC | 252.3866 | 0.013 | 6.3277 | 4.616 | PI1201-1141.1 | PI1201-1141 | PI1201-933 | 15 | CIRC | 208.2128 | 0.013 | 4.4261 | 3.237
PI120101-498.1 | PI120101-498 | PI120101-457 | 12 | CIRC | 41.1781 | 0.013 | 2.7774 | 3.167 | PI1201-1184.1 | PI1201-1184 | PI1201-1141 | 12 | CIRC | 42.9648 | 0.013 | 2.4011 | 2.639
PI1201-1141.1 | PI1201-1141 | PI1201-933 | 15 | CIRC | 208.2128 | 0.013 | 4.4765 | 3.274 | PI1201-202.1 | PI1201-202 | PI1200-462 | 24 | CIRC | 202.4218 | 0.013 | 10.8819 | 5.188
PI1201-1184.1 | PI1201-1184 | PI1201-1141 | 12 | CIRC | 42.9648 | 0.013 | 2.5611 | 2.816 | PI1201-252.1 | PI1201-252 | PI1201-202 | 24 | CIRC | 49.2234 | 0.013 | 10.0004 | 5.073
PI1201-202.1 | PI1201-202 | PI1200-462 | 24 | CIRC | 202.4218 | 0.013 | 14.0175 | 5.229 | PI1201-507.1 | PI1201-507 | PI1201-252 | 21 | CIRC | 255.2045 | 0.013 | 6.0178 | 3.632
PI1201-252.1 | PI1201-252 | PI1201-202 | 24 | CIRC | 49.2234 | 0.013 | 13.899 | 5.113 | PI1201-684.1 | PI1201-684 | PI1201-507 | 15 | CIRC | 176.74 | 0.013 | 6.0126 | 4.476
PI1201-507.1 | PI1201-507 | PI1201-252 | 21 | CIRC | 255.2045 | 0.013 | -6.0945 | 3.643 | PI1201-888.1 | PI1201-888 | PI1201-684 | 15 | CIRC | 204.9081 | 0.013 | 6.1778 | 4.293
PI1201-684.1 | PI1201-684 | PI1201-507 | 15 | CIRC | 176.74 | 0.013 | 6.0619 | 4.505 | PI1201-933.1 | PI1201-933 | PI1201-888 | 15 | CIRC | 44.0665 | 0.013 | 5.3507 | 3.726
PI1201-888.1 | PI1201-888 | PI1201-684 | 15 | CIRC | 204.9081 | 0.013 | 6.2255 | 4.314 | PI1202-257.1 | PI1202-257 | PI1202-77 | 15 | CIRC | 180.245 | 0.013 | 5.8945 | 3.563
PI1201-933.1 | PI1201-933 | PI1201-888 | 15 | CIRC | 44.0665 | 0.013 | 5.3233 | 3.703 | PI1202-77.1 | PI1202-77 | PI1200-902 | 15 | CIRC | 77.1529 | 0.013 | 5.8702 | 3.718
PI1202-257.1 | PI1202-257 | PI1202-77 | 15 | CIRC | 180.245 | 0.013 | 6.2977 | 3.807 | PI1203-246.1 | PI1203-246 | PI1200-1943 | 15 | CIRC | 246.2551 | 0.013 | 3.5962 | 2.625
PI1202-77.1 | PI1202-77 | PI1200-902 | 15 | CIRC | 77.1529 | 0.013 | 6.2932 | 4.027 | PI1300-1193.1 | PI1300-1193 | PI1300-704 | 48 | CIRC | 489.7891 | 0.013 | 92.2712 | 6.89
PI1203-246.1 | PI1203-246 | PI1200-1943 | 15 | CIRC | 246.2551 | 0.013 | 3.8013 | 2.712 | PI1300-2445.1 | PI1300-2445 | PI1300-1193 | 48 | CIRC | 1251.1972 | 0.013 | 66.4224 | 4.961
PI1300-1193.1 | PI1300-1193 | PI1300-704 | 48 | CIRC | 489.7891 | 0.013 | 96.5626 | 7.201 | PI1300-2488.1 | PI1300-2488 | PI1300-2445 | 66 | CIRC | 43.1891 | 0.013 | 66.4192 | 3.25
PI1300-2445.1 | PI1300-2445 | PI1300-1193 | 48 | CIRC | 1251.1972 | 0.013 | 69.7738 | 5.19 | PI1300-2994.1 | PI1300-2994 | PI1300-2488 | 66 | CIRC | 505.8267 | 0.013 | 58.783 | 4.486
PI1300-2488.1 | PI1300-2488 | PI1300-2445 | 66 | CIRC | 43.1891 | 0.013 | 73.5737 | 3.25 | PI1300-3288.1 | PI1300-3288 | PI1300-2994 | 66 | CIRC | 294.1012 | 0.013 | 58.7621 | 5.093
PI1300-2994.1 | PI1300-2994 | PI1300-2488 | 66 | CIRC | 505.8267 | 0.013 | 77.819 | 4.47 | PI1300-3388.1 | PI1300-3388 | PI1300-3288 | 66 | CIRC | 99.9924 | 0.013 | 58.745 | 5.352
PI1300-3288.1 | PI1300-3288 | PI1300-2994 | 66 | CIRC | 294.1012 | 0.013 | 77.8097 | 5.095 | PI1300-3690.1 | PI1300-3690 | PI1300-3388 | 66 | CIRC | 302.457 | 0.013 | 58.7201 | 6.045
PI1300-3388.1 | PI1300-3388 | PI1300-3288 | 66 | CIRC | 99.9924 | 0.013 | 77.8102 | 5.379 | PI1300-4017.1 | PI1300-4017 | PI1300-3690 | 66 | CIRC | 327.2118 | 0.013 | 58.5587 | 6.24
PI1300-3690.1 | PI1300-3690 | PI1300-3388 | 66 | CIRC | 302.457 | 0.013 | 58.2771 | 6.112 | PI1300-4315.1 | PI1300-4315 | PI1300-4017 | 66 | CIRC | 297.7938 | 0.013 | 58.2409 | 6.258
PI1300-4017.1 | PI1300-4017 | PI1300-3690 | 66 | CIRC | 327.2118 | 0.013 | 58.2681 | 6.426 | PI1300-432.1 | PI1300-432 | PI0800-7048 | 48 | CIRC | 430.9244 | 0.013 | 79.2686 | 7.935
PI1300-4315.1 | PI1300-4315 | PI1300-4017 | 66 | CIRC | 297.7938 | 0.013 | 58.2577 | 6.562 | PI1300-4935.1 | PI1300-4935 | PI1300-4315 | 66 | CIRC | 619.9622 | 0.013 | 57.565 | 6.613
PI1300-432.1 | PI1300-432 | PI0800-7048 | 48 | CIRC | 430.9244 | 0.013 | 86.2444 | 7.983 | PI1300-4980.1 | PI1300-4980 | PI1300-4935 | 18 | CIRC | 45.0347 | 0.013 | 17.4078 | 8.806
PI1300-4935.1 | PI1300-4935 | PI1300-4315 | 66 | CIRC | 619.9622 | 0.013 | 58.0584 | 6.874 | PI1300-704.1 | PI1300-704 | PI1300-432 | 48 | CIRC | 271.6336 | 0.013 | 84.0226 | 6.345
PI1300-4980.1 | PI1300-4980 | PI1300-4935 | 18 | CIRC | 45.0347 | 0.013 | 13.0404 | 6.32 | PI130101-1156.1 | PI130101-1156 | PI130101-913 | 24 | CIRC | 242.9134 | 0.013 | 13.4045 | 3.88
PI1300-704.1 | PI1300-704 | PI1300-432 | 48 | CIRC | 271.6336 | 0.013 | 88.1921 | 6.653 | PI130101-552.1 | PI130101-552 | PI1301-67 | 24 | CIRC | 552.2218 | 0.013 | 14.563 | 7.036
PI130101-1156.1 | PI130101-1156 | PI130101-913 | 24 | CIRC | 242.9134 | 0.013 | 13.2979 | 3.768 | PI130101-667.1 | PI130101-667 | PI130101-552 | 24 | CIRC | 114.4667 | 0.013 | 12.8703 | 5.542
PI130101-552.1 | PI130101-552 | PI1301-67 | 24 | CIRC | 552.2218 | 0.013 | 13.1061 | 6.821 | PI130101-800.1 | PI130101-800 | PI130101-667 | 24 | CIRC | 133.246 | 0.013 | 12.9402 | 3.804
PI130101-667.1 | PI130101-667 | PI130101-552 | 24 | CIRC | 114.4667 | 0.013 | 11.6122 | 5.367 | PI130101-913.1 | PI130101-913 | PI130101-800 | 24 | CIRC | 113.2583 | 0.013 | 14.0687 | 4.084
PI130101-800.1 | PI130101-800 | PI130101-667 | 24 | CIRC | 133.246 | 0.013 | 11.6875 | 3.434 | PI1301-484.1 | PI1301-484 | PI1301-97 | 24 | CIRC | 387.3803 | 0.013 | 14.8262 | 3.911
PI130101-913.1 | PI130101-913 | PI130101-800 | 24 | CIRC | 113.2583 | 0.013 | 12.5622 | 3.856 | PI1301-67.1 | PI1301-67 | PI1300-2488 | 36 | CIRC | 66.9957 | 0.013 | 27.3121 | 3.505
PI1301-484.1 | PI1301-484 | PI1301-97 | 24 | CIRC | 387.3803 | 0.013 | 12.4126 | 3.257 | PI1301-879.1 | PI1301-879 | PI1301-484 | 24 | CIRC | 394.9083 | 0.013 | 14.1143 | 3.669
PI1301-67.1 | PI1301-67 | PI1300-2488 | 36 | CIRC | 66.9957 | 0.013 | 17.9012 | 2.345 | PI1301-955.1 | PI1301-955 | PI1301-879 | 24 | CIRC | 76.1644 | 0.013 | 15.7469 | 5.764
PI1301-879.1 | PI1301-879 | PI1301-484 | 24 | CIRC | 394.9083 | 0.013 | 12.1247 | 3.149 | PI1301-97.1 | PI1301-97 | PI1301-67 | 24 | CIRC | 29.9978 | 0.013 | 13.7507 | 9.11
PI1301-955.1 | PI1301-955 | PI1301-879 | 24 | CIRC | 76.1644 | 0.013 | 15.2742 | 5.847 | PI1400-1114.1 | PI1400-1114 | PI1400-883 | 21 | CIRC | 230.6317 | 0.013 | 4.8982 | 1.817
PI1301-97.1 | PI1301-97 | PI1301-67 | 24 | CIRC | 29.9978 | 0.013 | -10.6787 | 8.957 | PI1400-120.1 | PI1400-120 | PI1300-4980 | 27 | CIRC | 119.587 | 0.013 | 23.6823 | 5.65
PI1400-1114.1 | PI1400-1114 | PI1400-883 | 21 | CIRC | 230.6317 | 0.013 | 4.9987 | 1.808 | PI1400-1390.1 | PI1400-1390 | PI1400-1114 | 21 | CIRC | 275.7798 | 0.013 | 4.9666 | 1.857
PI1400-120.1 | PI1400-120 | PI1300-4980 | 27 | CIRC | 119.587 | 0.013 | 16.2984 | 3.874 | PI1400-1418.1 | PI1400-1418 | PI1400-1390 | 21 | CIRC | 28.4672 | 0.013 | 5.0003 | 1.87
PI1400-1390.1 | PI1400-1390 | PI1400-1114 | 21 | CIRC | 275.7798 | 0.013 | 5.0079 | 1.827 | PI1400-1647.1 | PI1400-1647 | PI1400-1418 | 18 | CIRC | 228.6766 | 0.013 | 5.0609 | 2.494
PI1400-1418.1 | PI1400-1418 | PI1400-1390 | 21 | CIRC | 28.4672 | 0.013 | 5.012 | 1.83 | PI1400-1982.1 | PI1400-1982 | PI1400-1647 | 18 | CIRC | 335.3131 | 0.013 | 5.131 | 2.564
PI1400-1647.1 | PI1400-1647 | PI1400-1418 | 18 | CIRC | 228.6766 | 0.013 | 5.0206 | 2.399 | PI1400-2007.1 | PI1400-2007 | PI1400-1982 | 15 | CIRC | 24.4665 | 0.013 | 5.1599 | 3.551
PI1400-1982.1 | PI1400-1982 | PI1400-1647 | 18 | CIRC | 335.3131 | 0.013 | 5.0588 | 2.446 | PI1400-2212.1 | PI1400-2212 | PI1400-2007 | 15 | CIRC | 205.0208 | 0.013 | 5.2439 | 3.505
PI1400-2007.1 | PI1400-2007 | PI1400-1982 | 15 | CIRC | 24.4665 | 0.013 | 5.0776 | 3.313 | PI1400-2238.1 | PI1400-2238 | PI1400-2212 | 12 | CIRC | 25.9298 | 0.013 | 5.3077 | 5.032
PI1400-2212.1 | PI1400-2212 | PI1400-2007 | 15 | CIRC | 205.0208 | 0.013 | 5.1157 | 3.23 | PI1400-2492.1 | PI1400-2492 | PI1400-2238 | 12 | CIRC | 254.0834 | 0.013 | 5.0194 | 4.223
PI1400-2238.1 | PI1400-2238 | PI1400-2212 | 12 | CIRC | 25.9298 | 0.013 | 5.03 | 4.563 | PI1400-285.1 | PI1400-285 | PI1400-120 | 27 | CIRC | 165.644 | 0.013 | 4.664 | 1.081
PI1400-2492.1 | PI1400-2492 | PI1400-2238 | 12 | CIRC | 254.0834 | 0.013 | 4.6985 | 3.951 | PI1400-345.1 | PI1400-345 | PI1400-285 | 24 | CIRC | 59.5518 | 0.013 | 4.7072 | 1.36
PI1400-285.1 | PI1400-285 | PI1400-120 | 27 | CIRC | 165.644 | 0.013 | -7.1956 | -1.627 | PI1400-644.1 | PI1400-644 | PI1400-345 | 24 | CIRC | 299.1371 | 0.013 | 4.7772 | 1.397
PI1400-345.1 | PI1400-345 | PI1400-285 | 24 | CIRC | 59.5518 | 0.013 | 5.341 | 1.498 | PI1400-883.1 | PI1400-883 | PI1400-644 | 24 | CIRC | 239.3854 | 0.013 | 4.838 | 1.397
PI1400-644.1 | PI1400-644 | PI1400-345 | 24 | CIRC | 299.1371 | 0.013 | 4.9792 | 1.427 | PI1500-1118.1 | PI1500-1118 | PI1500-857 | 30 | CIRC | 260.5593 | 0.013 | 34.3012 | 6.189
PI1400-883.1 | PI1400-883 | PI1400-644 | 24 | CIRC | 239.3854 | 0.013 | 4.989 | 1.412 | PI1500-119.1 | PI1500-119 | PI1300-4935 | 66 | CIRC | 119.012 | 0.013 | 56.8184 | 4.781
PI1500-1118.1 | PI1500-1118 | PI1500-857 | 30 | CIRC | 260.5593 | 0.013 | 32.5822 | 5.923 | PI1500-1475.1 | PI1500-1475 | PI1500-1118 | 30 | CIRC | 357.4725 | 0.013 | 29.2681 | 5.32
PI1500-119.1 | PI1500-119 | PI1300-4935 | 66 | CIRC | 119.012 | 0.013 | 50.0011 | 4.029 | PI1500-159.1 | PI1500-159 | PI1500-119 | 66 | CIRC | 40.0108 | 0.013 | 56.8527 | 4.167
PI1500-1475.1 | PI1500-1475 | PI1500-1118 | 30 | CIRC | 357.4725 | 0.013 | 29.1017 | 5.294 | PI1500-1691.1 | PI1500-1691 | PI1500-1475 | 30 | CIRC | 215.9633 | 0.013 | 29.8511 | 7.369
PI1500-159.1 | PI1500-159 | PI1500-119 | 66 | CIRC | 40.0108 | 0.013 | 50.2228 | 3.668 | PI1500-1973.1 | PI1500-1973 | PI1500-1691 | 29 x 45 | Ellipse | 281.7057 | 0.013 | 40.0714 | 3.631
PI1500-1691.1 | PI1500-1691 | PI1500-1475 | 30 | CIRC | 215.9633 | 0.013 | 29.6238 | 7.387 | PI1500-2209.1 | PI1500-2209 | PI1500-1973 | 29 x 45 | Ellipse | 235.5903 | 0.013 | 40.0712 | 3.687
PI1500-1973.1 | PI1500-1973 | PI1500-1691 | 29 x 45 | Ellipse | 281.7057 | 0.013 | 40.0441 | 3.633 | PI1500-2470.1 | PI1500-2470 | PI1500-2209 | 30 | CIRC | 261.3729 | 0.013 | 24.4712 | 4.94
PI1500-2209.1 | PI1500-2209 | PI1500-1973 | 29 x 45 | Ellipse | 235.5903 | 0.013 | 40.0438 | 3.684 | PI1500-2762.1 | PI1500-2762 | PI1500-2470 | 30 | CIRC | 292.4261 | 0.013 | 23.9227 | 4.542
PI1500-2470.1 | PI1500-2470 | PI1500-2209 | 30 | CIRC | 261.3729 | 0.013 | 24.4143 | 4.94 | PI1500-2900.1 | PI1500-2900 | PI1500-2762 | 30 | CIRC | 137.1488 | 0.013 | 26.8569 | 5.695
PI1500-2762.1 | PI1500-2762 | PI1500-2470 | 30 | CIRC | 292.4261 | 0.013 | 23.8969 | 4.558 | PI1500-3082.1 | PI1500-3082 | PI1500-2900 | 24 | CIRC | 182.3107 | 0.013 | 26.8603 | 7.096
PI1500-2900.1 | PI1500-2900 | PI1500-2762 | 30 | CIRC | 137.1488 | 0.013 | 26.8535 | 5.696 | PI1500-3234.1 | PI1500-3234 | PI1500-3082 | 30 | CIRC | 148 | 0.013 | 28.5275 | 5.088
PI1500-3082.1 | PI1500-3082 | PI1500-2900 | 24 | CIRC | 182.3107 | 0.013 | 26.857 | 7.095 | PI1500-3263.1 | PI1500-3263 | PI1500-3234 | 24 | CIRC | 54.2021 | 0.013 | 28.5278 | 7.372
PI1500-3234.1 | PI1500-3234 | PI1500-3082 | 30 | CIRC | 148 | 0.013 | 28.5153 | 5.086 | PI1500-3506.1 | PI1500-3506 | PI1500-3263 | 24 | CIRC | 243.1416 | 0.013 | 22.8501 | 6.19
PI1500-3263.1 | PI1500-3263 | PI1500-3234 | 24 | CIRC | 54.2021 | 0.013 | 28.5156 | 7.369 | PI1500-3731.1 | PI1500-3731 | PI1500-3506 | 24 | CIRC | 224.9648 | 0.013 | 22.8919 | 6
PI1500-3506.1 | PI1500-3506 | PI1500-3263 | 24 | CIRC | 243.1416 | 0.013 | 23.1859 | 6.289 | PI1500-3904.1 | PI1500-3904 | PI1500-3731 | 24 | CIRC | 173.2046 | 0.013 | 9.728 | 7.061
PI1500-3731.1 | PI1500-3731 | PI1500-3506 | 24 | CIRC | 224.9648 | 0.013 | 23.3356 | 6.113 | PI1500-3953.1 | PI1500-3953 | PI1500-3904 | 24 | CIRC | 49.0206 | 0.013 | 9.7866 | 7.312
PI1500-3904.1 | PI1500-3904 | PI1500-3731 | 24 | CIRC | 173.2046 | 0.013 | 9.8768 | 7.094 | PI1500-4002.1 | PI1500-4002 | PI1500-3953 | 24 | CIRC | 49.0208 | 0.013 | 7.4508 | 2.913
PI1500-3953.1 | PI1500-3953 | PI1500-3904 | 24 | CIRC | 49.0206 | 0.013 | 9.9354 | 7.343 | PI1500-404.1 | PI1500-404 | PI1500-159 | 48 | CIRC | 245.3179 | 0.013 | 56.9396 | 5.248
PI1500-4002.1 | PI1500-4002 | PI1500-3953 | 24 | CIRC | 49.0208 | 0.013 | 7.4846 | 2.951 | PI1500-4381.1 | PI1500-4381 | PI1500-4002 | 24 | CIRC | 379.0822 | 0.013 | 14.5351 | 3.956
PI1500-404.1 | PI1500-404 | PI1500-159 | 48 | CIRC | 245.3179 | 0.013 | 50.6486 | 4.824 | PI1500-4500.1 | PI1500-4500 | PI1500-4381 | 21 | CIRC | 119.4596 | 0.013 | 11.9875 | 6.282
PI1500-4381.1 | PI1500-4381 | PI1500-4002 | 24 | CIRC | 379.0822 | 0.013 | 14.0491 | 3.836 | PI1500-4820.1 | PI1500-4820 | PI1500-4500 | 21 | CIRC | 319.9889 | 0.013 | 11.6206 | 6.962
PI1500-4500.1 | PI1500-4500 | PI1500-4381 | 21 | CIRC | 119.4596 | 0.013 | 11.7355 | 6.301 | PI1500-4902.1 | PI1500-4902 | PI1500-4820 | 21 | CIRC | 81.9321 | 0.013 | 11.6762 | 4.439
PI1500-4820.1 | PI1500-4820 | PI1500-4500 | 21 | CIRC | 319.9889 | 0.013 | 11.5802 | 6.97 | PI1500-5343.1 | PI1500-5343 | PI1500-4902 | 21 | CIRC | 440.7208 | 0.013 | 7.0065 | 3.408
PI1500-4902.1 | PI1500-4902 | PI1500-4820 | 21 | CIRC | 81.9321 | 0.013 | 11.4028 | 4.448 | PI1500-5381.1 | PI1500-5381 | PI1500-5343 | 21 | CIRC | 388.408 | 0.013 | 7.0559 | 3.567
PI1500-5343.1 | PI1500-5343 | PI1500-4902 | 21 | CIRC | 440.7208 | 0.013 | 7.0144 | 3.413 | PI1500-5731.1 | PI1500-5731 | PI1500-5381 | 21 | CIRC | 388.408 | 0.013 | 7.4448 | 3.277
PI1500-5381.1 | PI1500-5381 | PI1500-5343 | 21 | CIRC | 388.408 | 0.013 | 7.064 | 3.588 | PI1500-6080.1 | PI1500-6080 | PI1500-5731 | 18 | CIRC | 348.3184 | 0.013 | 5.366 | 2.509
PI1500-5731.1 | PI1500-5731 | PI1500-5381 | 21 | CIRC | 388.408 | 0.013 | 7.4824 | 3.291 | PI1500-6274.1 | PI1500-6274 | PI1500-6080 | 18 | CIRC | 194.3973 | 0.013 | 6.5269 | 3.043
PI1500-6080.1 | PI1500-6080 | PI1500-5731 | 18 | CIRC | 348.3184 | 0.013 | 5.3393 | 2.497 | PI1500-6382.1 | PI1500-6382 | PI1500-6274 | 18 | CIRC | 108.2748 | 0.013 | 6.4929 | 2.816
PI1500-6274.1 | PI1500-6274 | PI1500-6080 | 18 | CIRC | 194.3973 | 0.013 | 6.536 | 3.047 | PI1500-6382.2 | PI1500-6382 | PI1504-1272 | 15 | CIRC | 124.1059 | 0.013 | 3.9458 | 4.834
PI1500-6382.1 | PI1500-6382 | PI1500-6274 | 18 | CIRC | 108.2748 | 0.013 | 6.4783 | 2.809 | PI1500-6430.1 | PI1500-6430 | PI1500-6382 | 18 | CIRC | 47.8005 | 0.013 | 8.505 | 3.474
PI1500-6382.2 | PI1500-6382 | PI1504-1272 | 15 | CIRC | 124.1059 | 0.013 | 3.6264 | 4.8 | PI1500-6555.1 | PI1500-6555 | PI1500-6430 | 30 | CIRC | 125.1706 | 0.013 | 10.3024 | 1.89
PI1500-6430.1 | PI1500-6430 | PI1500-6382 | 18 | CIRC | 47.8005 | 0.013 | 8.3184 | 3.398 | PI1500-6785.1 | PI1500-6785 | PI1500-6555 | 24 | CIRC | 230.5401 | 0.013 | 11.2432 | 3.065
PI1500-6555.1 | PI1500-6555 | PI1500-6430 | 30 | CIRC | 125.1706 | 0.013 | 10.214 | 1.874 | PI1500-6839.1 | PI1500-6839 | PI1500-6785 | 15 | CIRC | 54.2274 | 0.013 | 4.269 | 2.483
PI1500-6785.1 | PI1500-6785 | PI1500-6555 | 24 | CIRC | 230.5401 | 0.013 | 11.2369 | 3.063 | PI1500-6963.1 | PI1500-6963 | PI1500-6839 | 15 | CIRC | 124.2355 | 0.013 | 3.9228 | 2.24
PI1500-6839.1 | PI1500-6839 | PI1500-6785 | 15 | CIRC | 54.2274 | 0.013 | 4.2128 | 2.432 | PI1500-7365.1 | PI1500-7365 | PI1500-6963 | 15 | CIRC | 401.771 | 0.013 | 3.5915 | 2.15
PI1500-6963.1 | PI1500-6963 | PI1500-6839 | 15 | CIRC | 124.2355 | 0.013 | 3.9244 | 2.241 | PI1500-7383.1 | PI1500-7383 | PI1500-7365 | 12 | CIRC | 18.0775 | 0.013 | 3.5792 | 2.753
PI1500-7365.1 | PI1500-7365 | PI1500-6963 | 15 | CIRC | 401.771 | 0.013 | 3.5912 | 2.143 | PI1500-857.1 | PI1500-857 | PI1500-404 | 30 | CIRC | 452.9506 | 0.013 | 34.3318 | 6.237
PI1500-7383.1 | PI1500-7383 | PI1500-7365 | 12 | CIRC | 18.0775 | 0.013 | 3.5762 | 2.749 | PI150101-1252.1 | PI150101-1252 | PI150101-875 | 18 | CIRC | 376.9013 | 0.013 | 6.6833 | 3.515
PI1500-857.1 | PI1500-857 | PI1500-404 | 30 | CIRC | 452.9506 | 0.013 | 32.567 | 5.95 | PI150101-1367.1 | PI150101-1367 | PI150101-1252 | 18 | CIRC | 115.3038 | 0.013 | 6.3872 | 3.348
PI150101-1252.1 | PI150101-1252 | PI150101-875 | 18 | CIRC | 376.9013 | 0.013 | 6.6788 | 3.508 | PI150101-1656.1 | PI150101-1656 | PI150101-1367 | 16 | CIRC | 289.0542 | 0.013 | 3.0785 | 2.72
PI150101-1367.1 | PI150101-1367 | PI150101-1252 | 18 | CIRC | 115.3038 | 0.013 | 6.3865 | 3.349 | PI150101-1944.1 | PI150101-1944 | PI150101-1656 | 14 | CIRC | 287.7619 | 0.013 | 2.8242 | 2.628
PI150101-1656.1 | PI150101-1656 | PI150101-1367 | 16 | CIRC | 289.0542 | 0.013 | 3.0785 | 2.72 | PI150101-2216.1 | PI150101-2216 | PI150101-1944 | 12 | CIRC | 272.0993 | 0.013 | 1.6453 | 1.838
PI150101-1944.1 | PI150101-1944 | PI150101-1656 | 14 | CIRC | 287.7619 | 0.013 | 2.8259 | 2.628 | PI150101-2541.1 | PI150101-2541 | PI150101-2216 | 10 | CIRC | 325.0332 | 0.013 | 1.3304 | 2.093
PI150101-2216.1 | PI150101-2216 | PI150101-1944 | 12 | CIRC | 272.0993 | 0.013 | 1.4468 | 1.764 | PI150101-372.1 | PI150101-372 | PI1501-596 | 24 | CIRC | 371.9909 | 0.013 | 10.4847 | 3.235
PI150101-2541.1 | PI150101-2541 | PI150101-2216 | 10 | CIRC | 325.0332 | 0.013 | 1.3331 | 2.095 | PI150101-521.1 | PI150101-521 | PI150101-372 | 24 | CIRC | 149.0349 | 0.013 | 15.752 | 6.397
PI150101-372.1 | PI150101-372 | PI1501-596 | 24 | CIRC | 371.9909 | 0.013 | 9.6743 | 2.984 | PI150101-875.1 | PI150101-875 | PI150101-521 | 18 | CIRC | 353.8798 | 0.013 | 6.6848 | 4.163
PI150101-521.1 | PI150101-521 | PI150101-372 | 24 | CIRC | 149.0349 | 0.013 | 15.7389 | 6.338 | PI150102-46.1 | PI150102-46 | PI150101-2216 | 12 | CIRC | 46.1053 | 0.013 | 2.153 | 2.47
PI150101-875.1 | PI150101-875 | PI150101-521 | 18 | CIRC | 353.8798 | 0.013 | 6.6816 | 4.161 | PI150103-37.1 | PI150103-37 | PI150101-1944 | 12 | CIRC | 37.0395 | 0.013 | 1.9224 | 2.186
PI150102-46.1 | PI150102-46 | PI150101-2216 | 12 | CIRC | 46.1053 | 0.013 | 2.1798 | 2.492 | PI150104-39.1 | PI150104-39 | PI150101-1656 | 12 | CIRC | 39.2501 | 0.013 | 2.6608 | 3.021
PI150103-37.1 | PI150103-37 | PI150101-1944 | 12 | CIRC | 37.0395 | 0.013 | 1.912 | 2.174 | PI150105-39.1 | PI150105-39 | PI150101-1656 | 12 | CIRC | 38.7741 | 0.013 | -3.1457 | -3.588
PI150104-39.1 | PI150104-39 | PI150101-1656 | 12 | CIRC | 39.2501 | 0.013 | 2.7104 | 3.071 | PI150106-46.1 | PI150106-46 | PI150101-1367 | 12 | CIRC | 46.4013 | 0.013 | 2.7073 | 2.974
PI150105-39.1 | PI150105-39 | PI150101-1656 | 12 | CIRC | 38.7741 | 0.013 | -3.1563 | -3.597 | PI150107-33.1 | PI150107-33 | PI150101-1367 | 12 | CIRC | 33.1399 | 0.013 | 2.1612 | 2.388
PI150106-46.1 | PI150106-46 | PI150101-1367 | 12 | CIRC | 46.4013 | 0.013 | 2.7099 | 2.978 | PI150108-35.1 | PI150108-35 | PI150101-1367 | 12 | CIRC | 35.4499 | 0.013 | -2.5973 | -2.809
PI150107-33.1 | PI150107-33 | PI150101-1367 | 12 | CIRC | 33.1399 | 0.013 | 2.2236 | 2.46 | PI150109-26.1 | PI150109-26 | PI150101-372 | 12 | CIRC | 25.8942 | 0.013 | -2.1178 | -2.541
PI150108-35.1 | PI150108-35 | PI150101-1367 | 12 | CIRC | 35.4499 | 0.013 | -2.6026 | -2.813 | PI1501-1030.1 | PI1501-1030 | PI1501-768 | 24 | CIRC | 261.9808 | 0.013 | 12.7404 | 3.846
PI150109-26.1 | PI150109-26 | PI150101-372 | 12 | CIRC | 25.8942 | 0.013 | -2.221 | -2.663 | PI150111-26.1 | PI150111-26 | PI150101-372 | 12 | CIRC | 26.3633 | 0.013 | -2.006 | -2.407
PI1501-1030.1 | PI1501-1030 | PI1501-768 | 24 | CIRC | 261.9808 | 0.013 | 11.8258 | 3.57 | PI150112-28.1 | PI150112-28 | PI1501-1687 | 12 | CIRC | 28.2983 | 0.013 | 1.3311 | 1.548
PI150111-26.1 | PI150111-26 | PI150101-372 | 12 | CIRC | 26.3633 | 0.013 | -2.1276 | -2.551 | PI1501-1304.1 | PI1501-1304 | PI1501-1030 | 21 | CIRC | 273.9874 | 0.013 | 10.4194 | 4.059
PI150112-28.1 | PI150112-28 | PI1501-1687 | 12 | CIRC | 28.2983 | 0.013 | 1.3299 | 1.547 | PI1501-1417.1 | PI1501-1417 | PI1501-1304 | 21 | CIRC | 113.4206 | 0.013 | 8.5495 | 4.368
PI1501-1304.1 | PI1501-1304 | PI1501-1030 | 21 | CIRC | 273.9874 | 0.013 | 10.3335 | 4.024 | PI1501-1687.1 | PI1501-1687 | PI1501-1417 | 18 | CIRC | 269.5338 | 0.013 | 6.283 | 4.505
PI1501-1417.1 | PI1501-1417 | PI1501-1304 | 21 | CIRC | 113.4206 | 0.013 | 8.5123 | 4.368 | PI1501-2112.1 | PI1501-2112 | PI1501-1687 | 18 | CIRC | 425.4179 | 0.013 | 5.8427 | 3.694
PI1501-1687.1 | PI1501-1687 | PI1501-1417 | 18 | CIRC | 269.5338 | 0.013 | 6.2804 | 4.505 | PI1501-2229.1 | PI1501-2229 | PI1501-2112 | 18 | CIRC | 116.4473 | 0.013 | 6 | 3.524
PI1501-2112.1 | PI1501-2112 | PI1501-1687 | 18 | CIRC | 425.4179 | 0.013 | 5.8416 | 3.694 | PI1501-2803.1 | PI1501-2803 | PI1501-2229 | 18 | CIRC | 574.1709 | 0.013 | 8.559 | 4.284
PI1501-2229.1 | PI1501-2229 | PI1501-2112 | 18 | CIRC | 116.4473 | 0.013 | 5.9997 | 3.524 | PI1501-3085.1 | PI1501-3085 | PI1501-2803 | 15 | CIRC | 282.4445 | 0.013 | 1.7408 | 2.237
PI1501-2803.1 | PI1501-2803 | PI1501-2229 | 18 | CIRC | 574.1709 | 0.013 | 8.5596 | 4.284 | PI1501-3344.1 | PI1501-3344 | PI1501-3085 | 15 | CIRC | 258.6349 | 0.013 | 1.6915 | 2.651
PI1501-3085.1 | PI1501-3085 | PI1501-2803 | 15 | CIRC | 282.4445 | 0.013 | 1.7518 | 2.237 | PI1501-3424.1 | PI1501-3424 | PI1501-3344 | 12 | CIRC | 80.174 | 0.013 | 1.7209 | 2.704
PI1501-3344.1 | PI1501-3344 | PI1501-3085 | 15 | CIRC | 258.6349 | 0.013 | 1.6998 | 2.651 | PI1501-596.1 | PI1501-596 | PI1500-404 | 36 | CIRC | 596.4485 | 0.013 | 22.7242 | 6.229
PI1501-3424.1 | PI1501-3424 | PI1501-3344 | 12 | CIRC | 80.174 | 0.013 | 1.7209 | 2.703 | PI1501-768.1 | PI1501-768 | PI1501-596 | 24 | CIRC | 171.5016 | 0.013 | 13.624 | 4.153
PI1501-596.1 | PI1501-596 | PI1500-404 | 36 | CIRC | 596.4485 | 0.013 | 20.9201 | 5.869 | PI1502-274.1 | PI1502-274 | PI1500-2470 | 18 | CIRC | 274.2816 | 0.013 | 2.429 | 1.57
PI1501-768.1 | PI1501-768 | PI1501-596 | 24 | CIRC | 171.5016 | 0.013 | 13.6029 | 4.135 | PI150301-251.1 | PI150301-251 | PI1503-2989 | 15 | CIRC | 250.5205 | 0.013 | 3.613 | 2.89
PI1502-274.1 | PI1502-274 | PI1500-2470 | 18 | CIRC | 274.2816 | 0.013 | 2.405 | 1.573 | PI1503-1097.1 | PI1503-1097 | PI1500-3731 | 21 | CIRC | 580.7286 | 0.013 | 5.9437 | 5.132
PI150301-251.1 | PI150301-251 | PI1503-2989 | 15 | CIRC | 250.5205 | 0.013 | 3.613 | 2.89 | PI1503-1476.1 | PI1503-1476 | PI1503-1097 | 21 | CIRC | 379.2491 | 0.013 | 12.309 | 5.588
PI1503-1097.1 | PI1503-1097 | PI1500-3731 | 21 | CIRC | 580.7286 | 0.013 | 6.0114 | 5.133 | PI1503-1609.1 | PI1503-1609 | PI1503-1476 | 21 | CIRC | 132.9572 | 0.013 | 12.3099 | 4.595
PI1503-1476.1 | PI1503-1476 | PI1503-1097 | 21 | CIRC | 379.2491 | 0.013 | 12.3207 | 5.589 | PI1503-2038.1 | PI1503-2038 | PI1503-1609 | 21 | CIRC | 429.4036 | 0.013 | 5.7288 | 3.04
PI1503-1609.1 | PI1503-1609 | PI1503-1476 | 21 | CIRC | 132.9572 | 0.013 | 12.3215 | 4.599 | PI1503-2275.1 | PI1503-2275 | PI1503-2038 | 18 | CIRC | 236.8871 | 0.013 | 5.7182 | 3.516
PI1503-2038.1 | PI1503-2038 | PI1503-1609 | 21 | CIRC | 429.4036 | 0.013 | 5.7986 | 3.041 | PI1503-2495.1 | PI1503-2495 | PI1503-2275 | 18 | CIRC | 220.0296 | 0.013 | 5.7087 | 3.794
PI1503-2275.1 | PI1503-2275 | PI1503-2038 | 18 | CIRC | 236.8871 | 0.013 | 5.7787 | 3.516 | PI1503-2921.1 | PI1503-2921 | PI1503-2495 | 15 | CIRC | 425.9154 | 0.013 | 5.7018 | 3.783
PI1503-2495.1 | PI1503-2495 | PI1503-2275 | 18 | CIRC | 220.0296 | 0.013 | 5.7639 | 3.794 | PI1503-2989.1 | PI1503-2989 | PI1503-2921 | 15 | CIRC | 68.3068 | 0.013 | 5.892 | 8.215
PI1503-2921.1 | PI1503-2921 | PI1503-2495 | 15 | CIRC | 425.9154 | 0.013 | 5.6769 | 3.78 | PI1503-3327.1 | PI1503-3327 | PI1503-2989 | 12 | CIRC | 337.671 | 0.013 | 2.6765 | 3.034
PI1503-2989.1 | PI1503-2989 | PI1503-2921 | 15 | CIRC | 68.3068 | 0.013 | 5.8922 | 8.215 | PI1503-3514.1 | PI1503-3514 | PI1503-3327 | 12 | CIRC | 187.3208 | 0.013 | 2.6738 | 2.747
PI1503-3327.1 | PI1503-3327 | PI1503-2989 | 12 | CIRC | 337.671 | 0.013 | 2.6763 | 3.034 | PI1503-3739.1 | PI1503-3739 | PI1503-3514 | 12 | CIRC | 224.2506 | 0.013 | 2.675 | 2.624
PI1503-3514.1 | PI1503-3514 | PI1503-3327 | 12 | CIRC | 187.3208 | 0.013 | 2.6735 | 2.747 | PI1503-3801.1 | PI1503-3801 | PI1503-3739 | 12 | CIRC | 62.9448 | 0.013 | -0.69439 | 1.82
PI1503-3739.1 | PI1503-3739 | PI1503-3514 | 12 | CIRC | 224.2506 | 0.013 | 2.7566 | 2.707 | PI1503-3920.1 | PI1503-3920 | PI1503-3801 | 4 | CIRC | 118 | 0.013 | 0.53622 | 2.882
PI1503-3801.1 | PI1503-3801 | PI1503-3739 | 12 | CIRC | 62.9448 | 0.013 | -0.64805 | 1.82 | PI150401-249.1 | PI150401-249 | PI1504-541 | 18 | CIRC | 248.6565 | 0.013 | 5.805 | 2.586
PI1503-3920.1 | PI1503-3920 | PI1503-3801 | 4 | CIRC | 118 | 0.013 | 0.53576 | 2.884 | PI1504-1272.1 | PI1504-1272 | PI1504-892 | 15 | CIRC | 379.6374 | 0.013 | 3.9279 | 2.595
PI150401-249.1 | PI150401-249 | PI1504-541 | 18 | CIRC | 248.6565 | 0.013 | 6.173 | 2.725 | PI1504-48.1 | PI1504-48 | PI1500-4902 | 18 | CIRC | 47.8541 | 0.013 | 5.3045 | 2.598
PI1504-1272.1 | PI1504-1272 | PI1504-892 | 15 | CIRC | 379.6374 | 0.013 | 3.5568 | 2.584 | PI1504-541.1 | PI1504-541 | PI1504-48 | 18 | CIRC | 586.3029 | 0.013 | 5.3011 | 2.372
PI1504-48.1 | PI1504-48 | PI1500-4902 | 18 | CIRC | 47.8541 | 0.013 | 5.3291 | 2.609 | PI1504-541.2 | PI1504-541 | PI1508-1446 | 15 | CIRC | 35.684 | 0.013 | 4.3146 | 3.238
PI1504-541.1 | PI1504-541 | PI1504-48 | 18 | CIRC | 586.3029 | 0.013 | 5.5396 | 2.465 | PI1504-892.1 | PI1504-892 | PI1504-541 | 15 | CIRC | 351.3231 | 0.013 | 3.9051 | 2.534
PI1504-541.2 | PI1504-541 | PI1508-1446 | 15 | CIRC | 35.684 | 0.013 | 4.3483 | 3.248 | PI1505-360.1 | PI1505-360 | PI1500-5731 | 18 | CIRC | 359.7877 | 0.013 | 3.1302 | 2.919
PI1504-892.1 | PI1504-892 | PI1504-541 | 15 | CIRC | 351.3231 | 0.013 | 3.5293 | 2.491 | PI1505-659.1 | PI1505-659 | PI1505-360 | 18 | CIRC | 299.2787 | 0.013 | 5.7552 | 2.979
PI1505-360.1 | PI1505-360 | PI1500-5731 | 18 | CIRC | 359.7877 | 0.013 | 3.3653 | 2.915 | PI1506-356.1 | PI1506-356 | PI1500-5731 | 12 | CIRC | 355.535 | 0.013 | 1.3216 | 1.975
PI1505-659.1 | PI1505-659 | PI1505-360 | 18 | CIRC | 299.2787 | 0.013 | 5.6302 | 2.964 | PI1506-549.1 | PI1506-549 | PI1506-356 | 12 | CIRC | 192.195 | 0.013 | 1.3704 | 3.328
PI1506-356.1 | PI1506-356 | PI1500-5731 | 12 | CIRC | 355.535 | 0.013 | 1.3308 | 1.966 | PI1507-26.1 | PI1507-26 | PI1500-6785 | 12 | CIRC | 25.8848 | 0.013 | 5.7774 | 4.647
PI1506-549.1 | PI1506-549 | PI1506-356 | 12 | CIRC | 192.195 | 0.013 | 1.3792 | 3.313 | PI1508-1030.1 | PI1508-1030 | PI1508-630 | 15 | CIRC | 400.0227 | 0.013 | 4.3091 | 3.692
PI1507-26.1 | PI1507-26 | PI1500-6785 | 12 | CIRC | 25.8848 | 0.013 | 5.6658 | 4.555 | PI1508-1446.1 | PI1508-1446 | PI1508-1030 | 15 | CIRC | 415.4604 | 0.013 | 4.3132 | 3.549
PI1508-1030.1 | PI1508-1030 | PI1508-630 | 15 | CIRC | 400.0227 | 0.013 | 4.3419 | 3.692 | PI1508-201.1 | PI1508-201 | PI1500-3953 | 15 | CIRC | 201.3343 | 0.013 | 4.2754 | 4.412
PI1508-1446.1 | PI1508-1446 | PI1508-1030 | 15 | CIRC | 415.4604 | 0.013 | 4.3466 | 3.549 | PI1508-570.1 | PI1508-570 | PI1508-201 | 15 | CIRC | 368.3787 | 0.013 | 4.3014 | 3.847
PI1508-201.1 | PI1508-201 | PI1500-3953 | 15 | CIRC | 201.3343 | 0.013 | 4.3131 | 4.416 | PI1508-630.1 | PI1508-630 | PI1508-570 | 15 | CIRC | 60.4475 | 0.013 | 4.3042 | 3.833
PI1508-570.1 | PI1508-570 | PI1508-201 | 15 | CIRC | 368.3787 | 0.013 | 4.3347 | 3.847 | PI1600-225.1 | PI1600-225 | PI1600-0 | 24 | CIRC | 63.705 | 0.013 | 19.212 | 5.612
PI1508-630.1 | PI1508-630 | PI1508-570 | 15 | CIRC | 60.4475 | 0.013 | 4.3373 | 3.832 | PI1600-541.1 | PI1600-541 | PI3300-1150 | 24 | CIRC | 512.2111 | 0.013 | 13.2533 | 3.878
PI1600-0.1 | PI1600-0 | PI1503-3920 | #N/A | #N/A | #N/A | #N/A | 0.50826 | 0 | PI1600-541.2 | PI1600-541 | PI1600-225 | 24 | CIRC | 315.3325 | 0.013 | 19.2337 | 5.449
PI1600-225.1 | PI1600-225 | PI1600-0 | 24 | CIRC | 63.705 | 0.013 | 18.6679 | 5.448 | PI1800-268.1 | PI1800-268 | PI1800-33 | 15 | CIRC | 234.5185 | 0.013 | 4.8495 | 3.199
PI1600-541.1 | PI1600-541 | PI3300-1150 | 24 | CIRC | 512.2111 | 0.013 | 12.9996 | 3.815 | PI1800-33.1 | PI1800-33 | CC0200-434 | 15 | CIRC | 33.4717 | 0.013 | 4.8449 | 5.889
PI1600-541.2 | PI1600-541 | PI1600-225 | 24 | CIRC | 315.3325 | 0.013 | 18.6893 | 5.305 | PI1900-100.1 | PI1900-100 | PI1900-52 | 12 | CIRC | 48.4475 | 0.013 | 4.5419 | 4.319
PI1800-268.1 | PI1800-268 | PI1800-33 | 15 | CIRC | 234.5185 | 0.013 | 4.9406 | 3.259 | PI1900-52.1 | PI1900-52 | CC0200-522 | 12 | CIRC | 35.6228 | 0.013 | 4.5193 | 7.595
PI1800-33.1 | PI1800-33 | CC0200-434 | 15 | CIRC | 33.4717 | 0.013 | 5.1145 | 5.933 | PI2000-106.1 | PI2000-106 | PI2000-50 | 21 | CIRC | 56 | 0.013 | 7.8916 | 4.036
PI1900-100.1 | PI1900-100 | PI1900-52 | 12 | CIRC | 48.4475 | 0.013 | 4.7887 | 4.558 | PI2000-229.1 | PI2000-229 | PI2000-106 | 21 | CIRC | 123 | 0.013 | 7.8986 | 3.722
PI1900-52.1 | PI1900-52 | CC0200-522 | 12 | CIRC | 35.6228 | 0.013 | 4.7687 | 7.707 | PI2000-307.1 | PI2000-307 | PI2000-229 | 18 | CIRC | 78.2067 | 0.013 | 7.903 | 4.21
PI2000-106.1 | PI2000-106 | PI2000-50 | 21 | CIRC | 56 | 0.013 | 7.9275 | 4.047 | PI2000-458.1 | PI2000-458 | PI2000-307 | 18 | CIRC | 150.9999 | 0.013 | 6.9518 | 3.753
PI2000-229.1 | PI2000-229 | PI2000-106 | 21 | CIRC | 123 | 0.013 | 7.9413 | 3.732 | PI2000-50.1 | PI2000-50 | CC0200-1216 | 21 | CIRC | 27 | 0.013 | 7.8863 | 4.61
PI2000-307.1 | PI2000-307 | PI2000-229 | 18 | CIRC | 78.2067 | 0.013 | 7.9473 | 4.242 | PI2000-668.1 | PI2000-668 | PI2000-458 | 18 | CIRC | 209.9999 | 0.013 | 6.9565 | 3.692
PI2000-458.1 | PI2000-458 | PI2000-307 | 18 | CIRC | 150.9999 | 0.013 | 6.9939 | 3.773 | PI20506-1021.1 | PI20506-1021 | PI20506-18 | 30 | CIRC | 1002.9345 | 0.013 | 23.9025 | 4.313
PI2000-50.1 | PI2000-50 | CC0200-1216 | 21 | CIRC | 27 | 0.013 | 7.9175 | 4.624 | PI20506-18.1 | PI20506-18 | PI0500-11939 | 36 | CIRC | 9 | 0.013 | 20.3018 | 2.612
PI2000-668.1 | PI2000-668 | PI2000-458 | 18 | CIRC | 209.9999 | 0.013 | 6.9959 | 3.71 | PI2100-30.1 | PI2100-30 | CC0200-1549 | 24 | CIRC | 21.8301 | 0.013 | 15.2479 | 4.607
PI20506-1021.1 | PI20506-1021 | PI20506-18 | 30 | CIRC | 1002.9345 | 0.013 | 24.1036 | 4.35 | PI2200-110.1 | PI2200-110 | CC0200-1924 | 24 | CIRC | 110.1226 | 0.013 | 4.3157 | 3.166
PI20506-18.1 | PI20506-18 | PI0500-11939 | 36 | CIRC | 9 | 0.013 | 18.9556 | 2.439 | PI2200-138.1 | PI2200-138 | PI2200-110 | 15 | CIRC | 28.0741 | 0.013 | 4.3157 | 3.753
PI2100-30.1 | PI2100-30 | CC0200-1549 | 24 | CIRC | 21.8301 | 0.013 | 15.249 | 4.619 | PI2200-176.1 | PI2200-176 | PI2200-138 | 15 | CIRC | 37.6203 | 0.013 | 4.3158 | 3.432
PI2200-110.1 | PI2200-110 | CC0200-1924 | 24 | CIRC | 110.1226 | 0.013 | 4.3158 | 3.166 | PI2200-557.1 | PI2200-557 | PI2200-176 | 15 | CIRC | 381.4172 | 0.013 | 4.3158 | 3.188
PI2200-138.1 | PI2200-138 | PI2200-110 | 15 | CIRC | 28.0741 | 0.013 | 4.3158 | 3.753 | PI2300-1021.1 | PI2300-1021 | PI2300-952 | 24 | CIRC | 68.6309 | 0.013 | 14.6194 | 4.241
PI2200-176.1 | PI2200-176 | PI2200-138 | 15 | CIRC | 37.6203 | 0.013 | 4.3158 | 3.432 | PI2300-1380.1 | PI2300-1380 | PI2300-1021 | 21 | CIRC | 359.3525 | 0.013 | 7.3714 | 2.738
PI2200-557.1 | PI2200-557 | PI2200-176 | 15 | CIRC | 381.4172 | 0.013 | 4.3159 | 3.188 | PI2300-1551.1 | PI2300-1551 | PI2300-1380 | 18 | CIRC | 170.6575 | 0.013 | 7.5273 | 3.636
PI2300-1021.1 | PI2300-1021 | PI2300-952 | 24 | CIRC | 68.6309 | 0.013 | 14.6205 | 4.241 | PI2300-164.1 | PI2300-164 | CC0200-3326 | 36 | CIRC | 30 | 0.013 | 31.7252 | 4.652
PI2300-1380.1 | PI2300-1380 | PI2300-1021 | 21 | CIRC | 359.3525 | 0.013 | 7.3711 | 2.738 | PI2300-219.1 | PI2300-219 | PI2300-164 | 30 | CIRC | 55.3529 | 0.013 | 14.4914 | 2.953
PI2300-1551.1 | PI2300-1551 | PI2300-1380 | 18 | CIRC | 170.6575 | 0.013 | 7.5278 | 3.636 | PI2300-269.1 | PI2300-269 | PI2300-219 | 30 | CIRC | 49.3935 | 0.013 | 14.51 | 2.849
PI2300-164.1 | PI2300-164 | CC0200-3326 | 36 | CIRC | 30 | 0.013 | 31.7281 | 4.653 | PI2300-303.1 | PI2300-303 | PI2300-269 | 30 | CIRC | 33.7018 | 0.013 | 14.5284 | 2.849
PI2300-219.1 | PI2300-219 | PI2300-164 | 30 | CIRC | 55.3529 | 0.013 | 14.4922 | 2.953 | PI2300-512.1 | PI2300-512 | PI2300-303 | 24 | CIRC | 209.1845 | 0.013 | 14.5548 | 4.354
PI2300-269.1 | PI2300-269 | PI2300-219 | 30 | CIRC | 49.3935 | 0.013 | 14.5108 | 2.85 | PI2300-774.1 | PI2300-774 | PI2300-512 | 24 | CIRC | 262.0371 | 0.013 | 14.5801 | 4.295
PI2300-303.1 | PI2300-303 | PI2300-269 | 30 | CIRC | 33.7018 | 0.013 | 14.5292 | 2.849 | PI2300-952.1 | PI2300-952 | PI2300-774 | 24 | CIRC | 178.662 | 0.013 | 14.6013 | 4.254
PI2300-512.1 | PI2300-512 | PI2300-303 | 24 | CIRC | 209.1845 | 0.013 | 14.5557 | 4.354 | PI2400-46.1 | PI2400-46 | CC0200-3428 | 30 | CIRC | 27.9781 | 0.013 | 21.1301 | 5.47
PI2300-774.1 | PI2300-774 | PI2300-512 | 24 | CIRC | 262.0371 | 0.013 | 14.5809 | 4.296 | PI2400-85.1 | PI2400-85 | PI2400-46 | 30 | CIRC | 39.2827 | 0.013 | 21.1529 | 4.846
PI2300-952.1 | PI2300-952 | PI2300-774 | 24 | CIRC | 178.662 | 0.013 | 14.6023 | 4.255 | PI2600-105.1 | PI2600-105 | CC0300-1316 | 36 | CIRC | 110.9834 | 0.013 | 47.3248 | 6.337
PI2400-46.1 | PI2400-46 | CC0200-3428 | 30 | CIRC | 27.9781 | 0.013 | 21.1329 | 5.47 | PI2600-1193.1 | PI2600-1193 | PI2600-803 | 36 | CIRC | 389.4944 | 0.013 | 20.9302 | 2.751
PI2400-85.1 | PI2400-85 | PI2400-46 | 30 | CIRC | 39.2827 | 0.013 | 21.1557 | 4.849 | PI2600-1218.1 | PI2600-1218 | PI2600-1193 | 30 | CIRC | 24.998 | 0.013 | 20.9346 | 5.306
PI2600-105.1 | PI2600-105 | CC0300-1316 | 36 | CIRC | 110.9834 | 0.013 | 49.8743 | 6.685 | PI2600-1436.1 | PI2600-1436 | PI2600-1218 | 30 | CIRC | 218.2267 | 0.013 | 20.9403 | 3.936
PI2600-1193.1 | PI2600-1193 | PI2600-803 | 36 | CIRC | 389.4944 | 0.013 | 20.6944 | 2.721 | PI2600-1556.1 | PI2600-1556 | PI2600-1436 | 30 | CIRC | 120.4066 | 0.013 | 20.9449 | 3.934
PI2600-1218.1 | PI2600-1218 | PI2600-1193 | 30 | CIRC | 24.998 | 0.013 | 20.6991 | 5.317 | PI2600-2157.1 | PI2600-2157 | PI2600-1556 | 30 | CIRC | 600.9313 | 0.013 | 20.9564 | 3.93
PI2600-1436.1 | PI2600-1436 | PI2600-1218 | 30 | CIRC | 218.2267 | 0.013 | 20.7055 | 3.895 | PI2600-2277.1 | PI2600-2277 | PI2600-2157 | 30 | CIRC | 119.8408 | 0.013 | 20.9628 | 3.922
PI2600-1556.1 | PI2600-1556 | PI2600-1436 | 30 | CIRC | 120.4066 | 0.013 | 20.7107 | 3.893 | PI2600-2345.1 | PI2600-2345 | PI2600-2277 | 30 | CIRC | 68.1059 | 0.013 | 20.969 | 3.922
PI2600-2157.1 | PI2600-2157 | PI2600-1556 | 30 | CIRC | 600.9313 | 0.013 | 20.7219 | 4.036 | PI2600-2691.1 | PI2600-2691 | PI2600-2345 | 30 | CIRC | 345.3701 | 0.013 | 18.376 | 4.6
PI2600-2277.1 | PI2600-2277 | PI2600-2157 | 30 | CIRC | 119.8408 | 0.013 | 20.7272 | 3.883 | PI2600-3117.1 | PI2600-3117 | PI2600-2691 | 24 | CIRC | 426.8551 | 0.013 | 17.7175 | 5.142
PI2600-2345.1 | PI2600-2345 | PI2600-2277 | 30 | CIRC | 68.1059 | 0.013 | 20.7321 | 3.97 | PI2600-657.1 | PI2600-657 | PI2600-105 | 36 | CIRC | 552.3693 | 0.013 | 20.9155 | 2.736
PI2600-2691.1 | PI2600-2691 | PI2600-2345 | 30 | CIRC | 345.3701 | 0.013 | 18.441 | 4.636 | PI2600-803.1 | PI2600-803 | PI2600-657 | 36 | CIRC | 146.0283 | 0.013 | 20.9216 | 2.736
PI2600-3117.1 | PI2600-3117 | PI2600-2691 | 24 | CIRC | 426.8551 | 0.013 | 17.7803 | 5.167 | PI2700-356.1 | PI2700-356 | CC0300-2826 | 18 | CIRC | 357.5638 | 0.013 | -0.46967 | 2.09
PI2600-657.1 | PI2600-657 | PI2600-105 | 36 | CIRC | 552.3693 | 0.013 | 20.6788 | 2.706 | PI2700-394.1 | PI2700-394 | PI2700-356 | 18 | CIRC | 37.3549 | 0.013 | 9.6689 | 4.86
PI2600-803.1 | PI2600-803 | PI2600-657 | 36 | CIRC | 146.0283 | 0.013 | 20.6851 | 2.706 | PI2800-245.1 | PI2800-245 | CC0300-3128 | 12 | CIRC | 244.845 | 0.013 | 0.07533 | 1.179
PI2700-356.1 | PI2700-356 | CC0300-2826 | 18 | CIRC | 357.5638 | 0.013 | -0.49743 | 2.09 | PI2900-106.1 | PI2900-106 | CC0300-3338 | 12 | CIRC | 106.0905 | 0.013 | 1.5981 | 1.523
PI2700-394.1 | PI2700-394 | PI2700-356 | 18 | CIRC | 37.3549 | 0.013 | 9.6691 | 4.86 | PI3000-1034.1 | PI3000-1034 | PI3000-727 | 24 | CIRC | 306.7891 | 0.013 | 14.6023 | 4.898
PI2800-245.1 | PI2800-245 | CC0300-3128 | 12 | CIRC | 244.845 | 0.013 | 0.07533 | 1.179 | PI3000-106.1 | PI3000-106 | CC0300-3496 | 24 | CIRC | 105.6039 | 0.013 | 21.0347 | 6.1
PI2900-106.1 | PI2900-106 | CC0300-3338 | 12 | CIRC | 106.0905 | 0.013 | 1.5982 | 1.53 | PI3000-1451.1 | PI3000-1451 | PI3000-1034 | 24 | CIRC | 417.0548 | 0.013 | 14.6537 | 5.049
PI3000-1034.1 | PI3000-1034 | PI3000-727 | 24 | CIRC | 306.7891 | 0.013 | 14.7425 | 4.945 | PI3000-156.1 | PI3000-156 | PI3000-106 | 24 | CIRC | 50.7304 | 0.013 | 14.5382 | 4.267
PI3000-106.1 | PI3000-106 | CC0300-3496 | 24 | CIRC | 105.6039 | 0.013 | 21.2496 | 6.164 | PI3000-1963.1 | PI3000-1963 | PI3000-1451 | 21 | CIRC | 511.9584 | 0.013 | 8.979 | 4.678
PI3000-1451.1 | PI3000-1451 | PI3000-1034 | 24 | CIRC | 417.0548 | 0.013 | 14.797 | 5.065 | PI3000-2228.1 | PI3000-2228 | PI3000-1963 | 21 | CIRC | 265.5159 | 0.013 | 9.053 | 4.718
PI3000-156.1 | PI3000-156 | PI3000-106 | 24 | CIRC | 50.7304 | 0.013 | 14.669 | 4.315 | PI3000-2390.1 | PI3000-2390 | PI3000-2228 | 18 | CIRC | 161.5705 | 0.013 | 9.2124 | 4.865
PI3000-1963.1 | PI3000-1963 | PI3000-1451 | 21 | CIRC | 511.9584 | 0.013 | 9.1052 | 4.688 | PI3000-2771.1 | PI3000-2771 | PI3000-2390 | 18 | CIRC | 381.4052 | 0.013 | 5.8459 | 3.977
PI3000-2228.1 | PI3000-2228 | PI3000-1963 | 21 | CIRC | 265.5159 | 0.013 | 9.1832 | 4.72 | PI3000-2851.1 | PI3000-2851 | PI3000-2771 | 18 | CIRC | 79.9946 | 0.013 | 6.8247 | 3.713
PI3000-2390.1 | PI3000-2390 | PI3000-2228 | 18 | CIRC | 161.5705 | 0.013 | 9.3023 | 4.897 | PI3000-416.1 | PI3000-416 | PI3000-156 | 24 | CIRC | 259.3544 | 0.013 | 14.5556 | 4.26
PI3000-2771.1 | PI3000-2771 | PI3000-2390 | 18 | CIRC | 381.4052 | 0.013 | 5.853 | 3.977 | PI3000-727.1 | PI3000-727 | PI3000-416 | 24 | CIRC | 311.2196 | 0.013 | 14.5752 | 4.667
PI3000-2851.1 | PI3000-2851 | PI3000-2771 | 18 | CIRC | 79.9946 | 0.013 | 6.7592 | 3.713 | PI3001-77.1 | PI3001-77 | PI3000-1451 | 24 | CIRC | 77.4169 | 0.013 | 8.4118 | 3.368
PI3000-416.1 | PI3000-416 | PI3000-156 | 24 | CIRC | 259.3544 | 0.013 | 14.6888 | 4.306 | PI3200-88.1 | PI3200-88 | CC0300-6083 | 36 x 60 | RECT | 75 | 0.013 | 106.6678 | 6.747
PI3000-727.1 | PI3000-727 | PI3000-416 | 24 | CIRC | 311.2196 | 0.013 | 14.7112 | 4.73 | PI3201-113.1 | PI3201-113 | PI3200-88 | 18 | CIRC | 113.4795 | 0.013 | -6.1439 | -2.869
PI3001-77.1 | PI3001-77 | PI3000-1451 | 24 | CIRC | 77.4169 | 0.013 | 8.4516 | 3.383 | PI3300-1056.1 | PI3300-1056 | PI3300-642 | 30 | CIRC | 413.4564 | 0.013 | 13.9444 | 3.662
PI3200-88.1 | PI3200-88 | CC0300-6083 | 36 x 60 | RECT | 75 | 0.013 | 105.5218 | 6.677 | PI3300-1150.1 | PI3300-1150 | PI3300-1056 | 24 | CIRC | 94.212 | 0.013 | 13.3132 | 4.034
PI3201-113.1 | PI3201-113 | PI3200-88 | 18 | CIRC | 113.4795 | 0.013 | -6.2229 | -2.911 | PI3300-1847.1 | PI3300-1847 | PI1600-541 | 24 | CIRC | 185.0771 | 0.013 | 20.7648 | 5.888
PI3300-1056.1 | PI3300-1056 | PI3300-642 | 30 | CIRC | 413.4564 | 0.013 | 13.6637 | 3.712 | PI3300-2191.1 | PI3300-2191 | PI3300-1847 | 21 | CIRC | 343.7265 | 0.013 | 6.2423 | 2.821
PI3300-1150.1 | PI3300-1150 | PI3300-1056 | 24 | CIRC | 94.212 | 0.013 | 13.0179 | 4.061 | PI3300-2541.1 | PI3300-2541 | PI3300-2191 | 21 | CIRC | 349.8059 | 0.013 | 6.4094 | 3.281
PI3300-1847.1 | PI3300-1847 | PI1600-541 | 24 | CIRC | 185.0771 | 0.013 | 20.9444 | 5.939 | PI3300-2917.1 | PI3300-2917 | PI3300-2541 | 18 | CIRC | 376.5045 | 0.013 | 6.9383 | 6.105
PI3300-2191.1 | PI3300-2191 | PI3300-1847 | 21 | CIRC | 343.7265 | 0.013 | 6.2841 | 2.841 | PI3300-42.1 | PI3300-42 | CC0300-6083 | 30 | CIRC | 42.3605 | 0.013 | 67.1 | 11.937
PI3300-2541.1 | PI3300-2541 | PI3300-2191 | 21 | CIRC | 349.8059 | 0.013 | 6.458 | 3.309 | PI3300-642.1 | PI3300-642 | PI3300-42 | 30 | CIRC | 600.0174 | 0.013 | 24.7684 | 4.646
PI3300-2917.1 | PI3300-2917 | PI3300-2541 | 18 | CIRC | 376.5045 | 0.013 | 7.0094 | 6.141 | PI3301-263.1 | PI3301-263 | PI3301-57 | 16 | CIRC | 205.9842 | 0.013 | 1.7334 | 1.171
PI3300-42.1 | PI3300-42 | CC0300-6083 | 30 | CIRC | 42.3605 | 0.013 | 66.0853 | 11.784 | PI3301-57.1 | PI3301-57 | PI3300-1847 | 16 | CIRC | 57.0522 | 0.013 | 5.012 | 2.763
PI3300-642.1 | PI3300-642 | PI3300-42 | 30 | CIRC | 600.0174 | 0.013 | 25.2065 | 4.726 | PI3400-116.1 | PI3400-116 | PI3400-63 | 18 | CIRC | 52.9174 | 0.013 | 5.3635 | 2.888
PI3301-263.1 | PI3301-263 | PI3301-57 | 16 | CIRC | 205.9842 | 0.013 | 2.1333 | 1.447 | PI3400-343.1 | PI3400-343 | PI3400-116 | 18 | CIRC | 227.1952 | 0.013 | 5.3795 | 2.873
PI3301-57.1 | PI3301-57 | PI3300-1847 | 16 | CIRC | 57.0522 | 0.013 | 4.9606 | 2.811 | PI3400-63.1 | PI3400-63 | CC0300-7103 | 18 | CIRC | 62.8227 | 0.013 | 5.3578 | 2.892
PI3400-116.1 | PI3400-116 | PI3400-63 | 18 | CIRC | 52.9174 | 0.013 | 5.457 | 2.944 | PI3500-71.1 | PI3500-71 | CC0300-7683 | 15 | CIRC | 70.6143 | 0.013 | 8.9164 | 10.595
PI3400-343.1 | PI3400-343 | PI3400-116 | 18 | CIRC | 227.1952 | 0.013 | 5.4783 | 2.927 | PI3600-131.1 | PI3600-131 | CC0300-8183 | 12 | CIRC | 130.6626 | 0.013 | 3.4554 | 4.061
PI3400-63.1 | PI3400-63 | CC0300-7103 | 18 | CIRC | 62.8227 | 0.013 | 5.4816 | 2.963 | PI3700-1205.1 | PI3700-1205 | PI3700-814 | 30 | CIRC | 390.8629 | 0.013 | 12.2234 | 2.41
PI3500-71.1 | PI3500-71 | CC0300-7683 | 15 | CIRC | 70.6143 | 0.013 | 9.029 | 10.659 | PI3700-1441.1 | PI3700-1441 | PI3700-1205 | 27 | CIRC | 235.7451 | 0.013 | 11.9664 | 2.88
PI3600-131.1 | PI3600-131 | CC0300-8183 | 12 | CIRC | 130.6626 | 0.013 | 3.5299 | 4.132 | PI3700-155.1 | PI3700-155 | CC0300-8706 | 30 | CIRC | 154.9155 | 0.013 | 15.4365 | 4.181
PI3700-1205.1 | PI3700-1205 | PI3700-814 | 30 | CIRC | 390.8629 | 0.013 | 12.072 | 2.417 | PI3700-1694.1 | PI3700-1694 | PI3700-1441 | 18 | CIRC | 252.8567 | 0.013 | 6.0261 | 2.855
PI3700-1441.1 | PI3700-1441 | PI3700-1205 | 27 | CIRC | 235.7451 | 0.013 | 12.0652 | 2.907 | PI3700-170.1 | PI3700-170 | PI3700-155 | 30 | CIRC | 14.9989 | 0.013 | 15.4482 | 4.128
PI3700-155.1 | PI3700-155 | CC0300-8706 | 30 | CIRC | 154.9155 | 0.013 | 15.8185 | 4.357 | PI3700-1996.1 | PI3700-1996 | PI3700-1694 | 18 | CIRC | 302.0384 | 0.013 | 6.0342 | 2.921
PI3700-1694.1 | PI3700-1694 | PI3700-1441 | 18 | CIRC | 252.8567 | 0.013 | 6.0351 | 2.86 | PI3700-2252.1 | PI3700-2252 | PI3700-1996 | 18 | CIRC | 255.9787 | 0.013 | 6.0414 | 3.069
PI3700-170.1 | PI3700-170 | PI3700-155 | 30 | CIRC | 14.9989 | 0.013 | 15.8289 | 4.222 | PI3700-2510.1 | PI3700-2510 | PI3700-2252 | 18 | CIRC | 257.982 | 0.013 | 6.0485 | 3.117
PI3700-1996.1 | PI3700-1996 | PI3700-1694 | 18 | CIRC | 302.0384 | 0.013 | 6.0423 | 2.925 | PI3700-2731.1 | PI3700-2731 | PI3700-2510 | 15 | CIRC | 220.7432 | 0.013 | 3.6763 | 3.184
PI3700-2252.1 | PI3700-2252 | PI3700-1996 | 18 | CIRC | 255.9787 | 0.013 | 6.0488 | 3.071 | PI3700-2954.1 | PI3700-2954 | PI3700-2731 | 15 | CIRC | 223.2203 | 0.013 | 3.1686 | 3.178
PI3700-2510.1 | PI3700-2510 | PI3700-2252 | 18 | CIRC | 257.982 | 0.013 | 6.0552 | 3.128 | PI3700-3154.1 | PI3700-3154 | PI3700-2954 | 12 | CIRC | 200.0136 | 0.013 | 3.1687 | 3.598
PI3700-2731.1 | PI3700-2731 | PI3700-2510 | 15 | CIRC | 220.7432 | 0.013 | 3.7596 | 3.186 | PI3700-3462.1 | PI3700-3462 | PI3700-3154 | 12 | CIRC | 307.9661 | 0.013 | 3.2979 | 3.315
PI3700-2954.1 | PI3700-2954 | PI3700-2731 | 15 | CIRC | 223.2203 | 0.013 | 3.17 | 3.178 | PI3700-3732.1 | PI3700-3732 | PI3700-3462 | 12 | CIRC | 270.3253 | 0.013 | 2.8331 | 2.971
PI3700-3154.1 | PI3700-3154 | PI3700-2954 | 12 | CIRC | 200.0136 | 0.013 | 3.1701 | 3.6 | PI3700-397.1 | PI3700-397 | PI3700-170 | 30 | CIRC | 226.9978 | 0.013 | 15.4678 | 3.004
PI3700-3462.1 | PI3700-3462 | PI3700-3154 | 12 | CIRC | 307.9661 | 0.013 | 3.3041 | 3.319 | PI3700-3989.1 | PI3700-3989 | PI3700-3732 | 12 | CIRC | 257.3339 | 0.013 | 1.976 | 2.692
PI3700-3732.1 | PI3700-3732 | PI3700-3462 | 12 | CIRC | 270.3253 | 0.013 | 2.8227 | 2.955 | PI3700-4241.1 | PI3700-4241 | PI3700-3989 | 12 | CIRC | 251.5809 | 0.013 | 1.9801 | 2.749
PI3700-397.1 | PI3700-397 | PI3700-170 | 30 | CIRC | 226.9978 | 0.013 | 15.8463 | 3.062 | PI3700-4261.1 | PI3700-4261 | PI3700-4241 | 12 | CIRC | 20.0443 | 0.013 | 1.986 | 2.69
PI3700-3989.1 | PI3700-3989 | PI3700-3732 | 12 | CIRC | 257.3339 | 0.013 | 2.0506 | 2.688 | PI3700-4417.1 | PI3700-4417 | PI3700-4261 | 12 | CIRC | 156.0633 | 0.013 | 2.4371 | 2.608
PI3700-4241.1 | PI3700-4241 | PI3700-3989 | 12 | CIRC | 251.5809 | 0.013 | 2.0522 | 2.739 | PI3700-705.1 | PI3700-705 | PI3700-397 | 30 | CIRC | 308.4427 | 0.013 | 15.4902 | 2.954
PI3700-4261.1 | PI3700-4261 | PI3700-4241 | 12 | CIRC | 20.0443 | 0.013 | 2.0551 | 2.683 | PI3700-814.1 | PI3700-814 | PI3700-705 | 30 | CIRC | 109.0462 | 0.013 | 15.5052 | 2.951
PI3700-4417.1 | PI3700-4417 | PI3700-4261 | 12 | CIRC | 156.0633 | 0.013 | 2.3066 | 2.466 | PI3701-249.1 | PI3701-249 | PI3700-1441 | 18 | CIRC | 249.1516 | 0.013 | 7.9703 | 4.01
PI3700-705.1 | PI3700-705 | PI3700-397 | 30 | CIRC | 308.4427 | 0.013 | 15.8663 | 3.027 | PI3701-285.1 | PI3701-285 | PI3701-249 | 18 | CIRC | 35.7696 | 0.013 | 7.9793 | 3.978
PI3700-814.1 | PI3700-814 | PI3700-705 | 30 | CIRC | 109.0462 | 0.013 | 15.8796 | 3.024 | PI3701-543.1 | PI3701-543 | PI3701-285 | 18 | CIRC | 257.5962 | 0.013 | 8.1868 | 3.967
PI3701-249.1 | PI3701-249 | PI3700-1441 | 18 | CIRC | 249.1516 | 0.013 | 8.0087 | 4.033 | PI3702-49.1 | PI3702-49 | PI3700-4261 | 12 | CIRC | 48.9966 | 0.013 | 1.2414 | 1.895
PI3701-285.1 | PI3701-285 | PI3701-249 | 18 | CIRC | 35.7696 | 0.013 | 8.0129 | 3.998 | PI3800-1299.1 | PI3800-1299 | PI3800-795 | 36 | CIRC | 503.4934 | 0.013 | 25.6785 | 3.433
PI3701-543.1 | PI3701-543 | PI3701-285 | 18 | CIRC | 257.5962 | 0.013 | 8.2292 | 3.991 | PI3800-1729.1 | PI3800-1729 | PI3800-1299 | 30 | CIRC | 429.8617 | 0.013 | 24.4426 | 4.692
PI3702-49.1 | PI3702-49 | PI3700-4261 | 12 | CIRC | 48.9966 | 0.013 | 1.2891 | 1.397 | PI3800-2292.1 | PI3800-2292 | PI3800-1729 | 30 | CIRC | 563.3858 | 0.013 | 23.8385 | 4.551
PI3800-1299.1 | PI3800-1299 | PI3800-795 | 36 | CIRC | 503.4934 | 0.013 | 25.8513 | 3.5 | PI3800-2319.1 | PI3800-2319 | PI3800-2292 | 30 | CIRC | 26.4755 | 0.013 | 23.8839 | 4.557
PI3800-1729.1 | PI3800-1729 | PI3800-1299 | 30 | CIRC | 429.8617 | 0.013 | 24.6533 | 4.736 | PI3800-2417.1 | PI3800-2417 | PI3800-2319 | 30 | CIRC | 98.0889 | 0.013 | 23.7591 | 4.52
PI3800-2292.1 | PI3800-2292 | PI3800-1729 | 30 | CIRC | 563.3858 | 0.013 | 24.0419 | 4.588 | PI3800-2571.1 | PI3800-2571 | PI3800-2417 | 30 | CIRC | 154.4356 | 0.013 | 21.2956 | 4.027
PI3800-2319.1 | PI3800-2319 | PI3800-2292 | 30 | CIRC | 26.4755 | 0.013 | 24.1118 | 4.602 | PI3800-3246.1 | PI3800-3246 | PI3800-2571 | 30 | CIRC | 674.9744 | 0.013 | 19.8233 | 3.788
PI3800-2417.1 | PI3800-2417 | PI3800-2319 | 30 | CIRC | 98.0889 | 0.013 | 24.0235 | 4.57 | PI3800-3475.1 | PI3800-3475 | PI3800-3246 | 27 | CIRC | 229.2361 | 0.013 | 19.6896 | 4.538
PI3800-2571.1 | PI3800-2571 | PI3800-2417 | 30 | CIRC | 154.4356 | 0.013 | 21.4272 | 4.052 | PI3800-3711.1 | PI3800-3711 | PI3800-3475 | 27 | CIRC | 235.4601 | 0.013 | 19.6096 | 4.388
PI3800-3246.1 | PI3800-3246 | PI3800-2571 | 30 | CIRC | 674.9744 | 0.013 | 19.9415 | 3.813 | PI3800-3775.1 | PI3800-3775 | PI3800-3711 | 24 | CIRC | 64.0028 | 0.013 | 17.7424 | 4.859
PI3800-3475.1 | PI3800-3475 | PI3800-3246 | 27 | CIRC | 229.2361 | 0.013 | 19.8023 | 4.568 | PI3800-3982.1 | PI3800-3982 | PI3800-3775 | 24 | CIRC | 207.7294 | 0.013 | 15.9857 | 4.43
PI3800-3711.1 | PI3800-3711 | PI3800-3475 | 27 | CIRC | 235.4601 | 0.013 | 19.6488 | 4.397 | PI3800-4189.1 | PI3800-4189 | PI3800-3982 | 24 | CIRC | 206.3235 | 0.013 | 16.8807 | 4.511
PI3800-3775.1 | PI3800-3775 | PI3800-3711 | 24 | CIRC | 64.0028 | 0.013 | 17.6662 | 4.84 | PI3800-4332.1 | PI3800-4332 | PI3800-4189 | 24 | CIRC | 143.625 | 0.013 | 15.3538 | 4.185
PI3800-3982.1 | PI3800-3982 | PI3800-3775 | 24 | CIRC | 207.7294 | 0.013 | 16.0093 | 4.464 | PI3800-4410.1 | PI3800-4410 | PI3800-4332 | 24 | CIRC | 77.3743 | 0.013 | 13.7768 | 3.758
PI3800-4189.1 | PI3800-4189 | PI3800-3982 | 24 | CIRC | 206.3235 | 0.013 | 16.7688 | 4.483 | PI3800-4607.1 | PI3800-4607 | PI3800-4410 | 24 | CIRC | 197.5537 | 0.013 | 12.7538 | 3.387
PI3800-4332.1 | PI3800-4332 | PI3800-4189 | 24 | CIRC | 143.625 | 0.013 | 15.471 | 4.22 | PI3800-4907.1 | PI3800-4907 | PI3800-4607 | 24 | CIRC | 300.1169 | 0.013 | 14.8996 | 7.264
PI3800-4410.1 | PI3800-4410 | PI3800-4332 | 24 | CIRC | 77.3743 | 0.013 | 13.8787 | 3.778 | PI3800-5117.1 | PI3800-5117 | PI3800-4907 | 24 | CIRC | 209.636 | 0.013 | 14.9043 | 4.109
PI3800-4607.1 | PI3800-4607 | PI3800-4410 | 24 | CIRC | 197.5537 | 0.013 | 12.7901 | 3.4 | PI3800-5555.1 | PI3800-5555 | PI3800-5117 | 24 | CIRC | 438.048 | 0.013 | 14.9117 | 4.055
PI3800-4907.1 | PI3800-4907 | PI3800-4607 | 24 | CIRC | 300.1169 | 0.013 | 14.9378 | 7.267 | PI3800-6132.1 | PI3800-6132 | PI3800-5555 | 24 | CIRC | 577.2526 | 0.013 | 9.4289 | 2.53
PI3800-5117.1 | PI3800-5117 | PI3800-4907 | 24 | CIRC | 209.636 | 0.013 | 14.9433 | 4.129 | PI3800-6181.1 | PI3800-6181 | PI3800-6132 | 24 | CIRC | 48.2463 | 0.013 | 10.4973 | 10.715
PI3800-5555.1 | PI3800-5555 | PI3800-5117 | 24 | CIRC | 438.048 | 0.013 | 14.9521 | 4.075 | PI3800-6347.1 | PI3800-6347 | PI3800-6181 | 21 | CIRC | 165.9891 | 0.013 | 9.5508 | 3.821
PI3800-6132.1 | PI3800-6132 | PI3800-5555 | 24 | CIRC | 577.2526 | 0.013 | 9.4712 | 2.542 | PI3800-6709.1 | PI3800-6709 | PI3800-6347 | 21 | CIRC | 362.1073 | 0.013 | 7.5239 | 4.275
PI3800-6181.1 | PI3800-6181 | PI3800-6132 | 24 | CIRC | 48.2463 | 0.013 | 10.5051 | 10.715 | PI3800-6926.1 | PI3800-6926 | PI3800-6709 | 21 | CIRC | 216.8432 | 0.013 | 10.0956 | 3.838
PI3800-6347.1 | PI3800-6347 | PI3800-6181 | 21 | CIRC | 165.9891 | 0.013 | 9.5946 | 3.826 | PI3800-7154.1 | PI3800-7154 | PI3800-6926 | 21 | CIRC | 227.9885 | 0.013 | 10.1113 | 4.015
PI3800-6709.1 | PI3800-6709 | PI3800-6347 | 21 | CIRC | 362.1073 | 0.013 | 7.5341 | 4.278 | PI3800-7439.1 | PI3800-7439 | PI3800-7154 | 21 | CIRC | 285.2785 | 0.013 | 10.5846 | 3.751
PI3800-6926.1 | PI3800-6926 | PI3800-6709 | 21 | CIRC | 216.8432 | 0.013 | 10.0969 | 3.842 | PI3800-7675.1 | PI3800-7675 | PI3800-7439 | 21 | CIRC | 236.4097 | 0.013 | 10.5852 | 3.682
PI3800-7154.1 | PI3800-7154 | PI3800-6926 | 21 | CIRC | 227.9885 | 0.013 | 10.1127 | 4.019 | PI3800-7932.1 | PI3800-7932 | PI3800-7675 | 21 | CIRC | 256.3229 | 0.013 | 5.7042 | 2.543
PI3800-7439.1 | PI3800-7439 | PI3800-7154 | 21 | CIRC | 285.2785 | 0.013 | 10.5775 | 3.749 | PI3800-795.1 | PI3800-795 | CC0300-8868 | 36 | CIRC | 795.3458 | 0.013 | 30.356 | 4.001
PI3800-7675.1 | PI3800-7675 | PI3800-7439 | 21 | CIRC | 236.4097 | 0.013 | 10.5781 | 3.68 | PI3800-8203.1 | PI3800-8203 | PI3800-7932 | 18 | CIRC | 271.6627 | 0.013 | 5.6924 | 2.992
PI3800-7932.1 | PI3800-7932 | PI3800-7675 | 21 | CIRC | 256.3229 | 0.013 | 5.1906 | 2.543 | PI3800-8485.1 | PI3800-8485 | PI3800-8203 | 18 | CIRC | 282.1993 | 0.013 | 5.6837 | 3.049
PI3800-795.1 | PI3800-795 | CC0300-8868 | 36 | CIRC | 795.3458 | 0.013 | 30.7228 | 4.052 | PI3800-8789.1 | PI3800-8789 | PI3800-8485 | 15 | CIRC | 304.0247 | 0.013 | 6.1001 | 6.045
PI3800-8203.1 | PI3800-8203 | PI3800-7932 | 18 | CIRC | 271.6627 | 0.013 | 5.1128 | 2.994 | PI3801-391.1 | PI3801-391 | PI3800-795 | 12 | CIRC | 391.0414 | 0.013 | 2.2599 | 2.315
PI3800-8485.1 | PI3800-8485 | PI3800-8203 | 18 | CIRC | 282.1993 | 0.013 | 5.2792 | 3.049 | PI380201-410.1 | PI380201-410 | PI3802-514 | 12 | CIRC | 410.3817 | 0.013 | 1.6184 | 1.779
PI3800-8789.1 | PI3800-8789 | PI3800-8485 | 15 | CIRC | 304.0247 | 0.013 | 5.5694 | 6.046 | PI3802-228.1 | PI3802-228 | PI3800-1299 | 15 | CIRC | 228.37 | 0.013 | 5.0644 | 3.243
PI3801-391.1 | PI3801-391 | PI3800-795 | 12 | CIRC | 391.0414 | 0.013 | 2.3087 | 2.397 | PI3802-514.1 | PI3802-514 | PI3802-228 | 15 | CIRC | 286.0759 | 0.013 | 3.7096 | 2.667
PI380201-410.1 | PI380201-410 | PI3802-514 | 12 | CIRC | 410.3817 | 0.013 | 1.6283 | 1.868 | PI3802-590.1 | PI3802-590 | PI3802-514 | 15 | CIRC | 75.333 | 0.013 | 3.0402 | 2.241
PI3802-228.1 | PI3802-228 | PI3800-1299 | 15 | CIRC | 228.37 | 0.013 | 5.0871 | 3.193 | PI3803-200.1 | PI3803-200 | PI3800-1729 | 12 | CIRC | 199.9878 | 0.013 | 2.5528 | 2.189
PI3802-514.1 | PI3802-514 | PI3802-228 | 15 | CIRC | 286.0759 | 0.013 | 3.1918 | 2.489 | PI3804-499.1 | PI3804-499 | PI3800-2319 | 18 | CIRC | 499.1626 | 0.013 | -0.14248 | -0.071
PI3802-590.1 | PI3802-590 | PI3802-514 | 15 | CIRC | 75.333 | 0.013 | 2.4494 | 2.012 | PI3805-177.1 | PI3805-177 | PI3800-3475 | 27 | CIRC | 176.992 | 0.013 | 3.8053 | 1.995
PI3803-200.1 | PI3803-200 | PI3800-1729 | 12 | CIRC | 199.9878 | 0.013 | 2.6528 | 2.275 | PI3806-76.1 | PI3806-76 | PI3800-3475 | 12 | CIRC | 75.8179 | 0.013 | -5.2287 | -4.868
PI3804-499.1 | PI3804-499 | PI3800-2319 | 18 | CIRC | 499.1626 | 0.013 | -0.13433 | -0.067 | PI3807-346.1 | PI3807-346 | PI3800-3711 | 15 | CIRC | 345.8836 | 0.013 | 3.6528 | 3.196
PI3805-177.1 | PI3805-177 | PI3800-3475 | 27 | CIRC | 176.992 | 0.013 | 3.8072 | 1.998 | PI3807-653.1 | PI3807-653 | PI3807-346 | 15 | CIRC | 307.069 | 0.013 | 3.7493 | 2.321
PI3806-76.1 | PI3806-76 | PI3800-3475 | 12 | CIRC | 75.8179 | 0.013 | -5.3297 | -4.985 | PI3808-282.1 | PI3808-282 | PI3800-4332 | 12 | CIRC | 281.978 | 0.013 | 1.7999 | 1.39
PI3807-346.1 | PI3807-346 | PI3800-3711 | 15 | CIRC | 345.8836 | 0.013 | 3.6366 | 3.17 | PI3809-282.1 | PI3809-282 | PI3800-4410 | 21 | CIRC | 281.8749 | 0.013 | 8.2916 | 4.185
PI3807-653.1 | PI3807-653 | PI3807-346 | 15 | CIRC | 307.069 | 0.013 | 3.7368 | 2.314 | PI3809-558.1 | PI3809-558 | PI3809-282 | 12 | CIRC | 276.2652 | 0.013 | 1.959 | 2.402
PI3808-282.1 | PI3808-282 | PI3800-4332 | 12 | CIRC | 281.978 | 0.013 | 1.798 | 1.385 | PI381001-108.1 | PI381001-108 | PI3810-302 | 21 | CIRC | 25.0736 | 0.013 | -12.8682 | -4.767
PI3809-282.1 | PI3809-282 | PI3800-4410 | 21 | CIRC | 281.8749 | 0.013 | 8.7315 | 4.211 | PI381002-153.1 | PI381002-153 | PI3810-420 | 12 | CIRC | 152.7754 | 0.013 | 4.3723 | 3.994
PI3809-558.1 | PI3809-558 | PI3809-282 | 12 | CIRC | 276.2652 | 0.013 | 1.9675 | 2.408 | PI3810-1117.1 | PI3810-1117 | PI3810-867 | 12 | CIRC | 249.9755 | 0.013 | 2.0609 | 1.878
PI381001-108.1 | PI381001-108 | PI3810-302 | 21 | CIRC | 25.0736 | 0.013 | -12.9772 | -4.811 | PI3810-1170.1 | PI3810-1170 | PI3810-1117 | 12 | CIRC | 53.0763 | 0.013 | 2.0177 | 1.846
PI381002-153.1 | PI381002-153 | PI3810-420 | 12 | CIRC | 152.7754 | 0.013 | 4.3967 | 4.017 | PI3810-302.1 | PI3810-302 | PI3800-4607 | 21 | CIRC | 302.0898 | 0.013 | 9.4152 | 6.704
PI3810-1117.1 | PI3810-1117 | PI3810-867 | 12 | CIRC | 249.9755 | 0.013 | 2.0612 | 1.879 | PI3810-420.1 | PI3810-420 | PI3810-302 | 21 | CIRC | 117.6874 | 0.013 | 4.4538 | 3.927
PI3810-1170.1 | PI3810-1170 | PI3810-1117 | 12 | CIRC | 53.0763 | 0.013 | 2.0201 | 1.848 | PI3810-449.1 | PI3810-449 | PI381001-108 | 12 | CIRC | 35.1368 | 0.013 | 3.7474 | 3.461
PI3810-302.1 | PI3810-302 | PI3800-4607 | 21 | CIRC | 302.0898 | 0.013 | 9.4358 | 6.701 | PI3810-449.2 | PI3810-449 | PI3810-420 | 12 | CIRC | 28.8493 | 0.013 | 1.3652 | -2.461
PI3810-420.1 | PI3810-420 | PI3810-302 | 21 | CIRC | 117.6874 | 0.013 | 4.4723 | 3.946 | PI3810-624.1 | PI3810-624 | PI3810-449 | 12 | CIRC | 175.5325 | 0.013 | 3.9173 | 3.932
PI3810-449.1 | PI3810-449 | PI381001-108 | 12 | CIRC | 35.1368 | 0.013 | 3.7738 | 3.492 | PI3810-694.1 | PI3810-694 | PI3810-624 | 12 | CIRC | 69.6853 | 0.013 | 1.9621 | 1.932
PI3810-449.2 | PI3810-449 | PI3810-420 | 12 | CIRC | 28.8493 | 0.013 | 1.367 | -2.47 | PI3810-867.1 | PI3810-867 | PI3810-694 | 12 | CIRC | 173.1764 | 0.013 | 1.9668 | 1.824
PI3810-624.1 | PI3810-624 | PI3810-449 | 12 | CIRC | 175.5325 | 0.013 | 3.94 | 3.955 | PI3900-1100.1 | PI3900-1100 | PI3900-457 | 36 | CIRC | 642.4359 | 0.013 | 15.8659 | 2.132
PI3810-694.1 | PI3810-694 | PI3810-624 | 12 | CIRC | 69.6853 | 0.013 | 1.9631 | 1.933 | PI3900-1321.1 | PI3900-1321 | PI3900-1100 | 36 | CIRC | 221.5063 | 0.013 | 15.8755 | 2.355
PI3810-867.1 | PI3810-867 | PI3810-694 | 12 | CIRC | 173.1764 | 0.013 | 1.9679 | 1.826 | PI3900-1553.1 | PI3900-1553 | PI3900-1321 | 24 | CIRC | 231.9848 | 0.013 | 15.8823 | 4.591
PI3900-1100.1 | PI3900-1100 | PI3900-457 | 36 | CIRC | 642.4359 | 0.013 | 15.9118 | 2.14 | PI3900-1627.1 | PI3900-1627 | PI3900-1553 | 15 | CIRC | 74.3601 | 0.013 | 7.0162 | 5.183
PI3900-1321.1 | PI3900-1321 | PI3900-1100 | 36 | CIRC | 221.5063 | 0.013 | 15.9229 | 2.554 | PI3900-1961.1 | PI3900-1961 | PI3900-1627 | 15 | CIRC | 333.2162 | 0.013 | 7.0011 | 4.466
PI3900-1553.1 | PI3900-1553 | PI3900-1321 | 24 | CIRC | 231.9848 | 0.013 | 15.9312 | 4.612 | PI3900-2115.1 | PI3900-2115 | PI3900-1961 | 15 | CIRC | 154.4454 | 0.013 | 7.2227 | 4.448
PI3900-1627.1 | PI3900-1627 | PI3900-1553 | 15 | CIRC | 74.3601 | 0.013 | 6.9437 | 5.11 | PI3900-286.1 | PI3900-286 | CC0300-9189 | 36 | CIRC | 283.0454 | 0.013 | 27.4681 | 3.678
PI3900-1961.1 | PI3900-1961 | PI3900-1627 | 15 | CIRC | 333.2162 | 0.013 | 6.9317 | 4.418 | PI3900-457.1 | PI3900-457 | PI3900-286 | 36 | CIRC | 171.0948 | 0.013 | 15.8557 | 2.125
PI3900-2115.1 | PI3900-2115 | PI3900-1961 | 15 | CIRC | 154.4454 | 0.013 | 7.1871 | 4.41 | PI3901-68.1 | PI3901-68 | PI3900-1100 | 24 | CIRC | 67.6699 | 0.013 | -0.0208 | 0.013
PI3900-286.1 | PI3900-286 | CC0300-9189 | 36 | CIRC | 283.0454 | 0.013 | 27.5124 | 3.687 | PI4000-153.1 | PI4000-153 | PI4000-93 | 30 | CIRC | 60.0443 | 0.013 | 26.8635 | 5.1
PI3900-457.1 | PI3900-457 | PI3900-286 | 36 | CIRC | 171.0948 | 0.013 | 15.9009 | 2.132 | PI4000-222.1 | PI4000-222 | PI4000-153 | 30 | CIRC | 69.5012 | 0.013 | 20.7828 | 3.946
PI3901-68.1 | PI3901-68 | PI3900-1100 | 24 | CIRC | 67.6699 | 0.013 | -0.02282 | 0.015 | PI4000-44.1 | PI4000-44 | CC0300-9939 | 30 | CIRC | 44.4029 | 0.013 | 26.8451 | 5.144
PI4000-153.1 | PI4000-153 | PI4000-93 | 30 | CIRC | 60.0443 | 0.013 | 27.0525 | 5.142 | PI4000-599.1 | PI4000-599 | PI4000-222 | 30 | CIRC | 376.6565 | 0.013 | 20.8297 | 3.932
PI4000-222.1 | PI4000-222 | PI4000-153 | 30 | CIRC | 69.5012 | 0.013 | 20.9875 | 3.99 | PI4000-643.1 | PI4000-643 | PI4000-599 | 30 | CIRC | 43.7971 | 0.013 | 20.8536 | 3.929
PI4000-44.1 | PI4000-44 | CC0300-9939 | 30 | CIRC | 44.4029 | 0.013 | 27.0314 | 5.187 | PI4000-664.1 | PI4000-664 | PI4000-643 | 30 | CIRC | 20.9984 | 0.013 | 17.1197 | 3.23
PI4000-599.1 | PI4000-599 | PI4000-222 | 30 | CIRC | 376.6565 | 0.013 | 21.0367 | 3.975 | PI4000-837.1 | PI4000-837 | PI4000-664 | 24 | CIRC | 173.0662 | 0.013 | 17.1543 | 4.831
PI4000-643.1 | PI4000-643 | PI4000-599 | 30 | CIRC | 43.7971 | 0.013 | 21.0616 | 3.972 | PI4000-93.1 | PI4000-93 | PI4000-44 | 30 | CIRC | 48.4969 | 0.013 | 26.8541 | 5.135
PI4000-664.1 | PI4000-664 | PI4000-643 | 30 | CIRC | 20.9984 | 0.013 | 17.1895 | 3.246 | PI4001-49.1 | PI4001-49 | PI4000-643 | 12 | CIRC | 49.077 | 0.013 | 6.2199 | 5.402
PI4000-837.1 | PI4000-837 | PI4000-664 | 24 | CIRC | 173.0662 | 0.013 | 17.2249 | 4.856 | PI4100-139.1 | PI4100-139 | CC0300-10707 | 18 | CIRC | 145.3347 | 0.013 | 6.5335 | 3.288
PI4000-93.1 | PI4000-93 | PI4000-44 | 30 | CIRC | 48.4969 | 0.013 | 27.0417 | 5.178 | PI4200-1121.1 | PI4200-1121 | PI4200-740 | 48 | CIRC | 380.8235 | 0.013 | 62.1592 | 4.734
PI4001-49.1 | PI4001-49 | PI4000-643 | 12 | CIRC | 49.077 | 0.013 | 6.3204 | 5.489 | PI4200-1460.1 | PI4200-1460 | PI4200-1121 | 48 | CIRC | 338.7297 | 0.013 | 62.1845 | 4.726
PI4100-139.1 | PI4100-139 | CC0300-10707 | 18 | CIRC | 145.3347 | 0.013 | 7.0439 | 3.538 | PI4200-151.1 | PI4200-151 | CC0300-11279 | 48 | CIRC | 150.9081 | 0.013 | 67.5854 | 5.168
PI4200-1121.1 | PI4200-1121 | PI4200-740 | 48 | CIRC | 380.8235 | 0.013 | 62.6895 | 4.775 | PI4200-1805.1 | PI4200-1805 | PI4200-1460 | 48 | CIRC | 344.8189 | 0.013 | 62.2101 | 4.717
PI4200-1460.1 | PI4200-1460 | PI4200-1121 | 48 | CIRC | 338.7297 | 0.013 | 62.7152 | 4.767 | PI4200-1968.1 | PI4200-1968 | PI4200-1805 | 48 | CIRC | 163.8057 | 0.013 | 51.7526 | 3.923
PI4200-151.1 | PI4200-151 | CC0300-11279 | 48 | CIRC | 150.9081 | 0.013 | 68.2127 | 5.219 | PI4200-2052.1 | PI4200-2052 | PI4200-1968 | 48 | CIRC | 83.7834 | 0.013 | 51.8029 | 3.926
PI4200-1805.1 | PI4200-1805 | PI4200-1460 | 48 | CIRC | 344.8189 | 0.013 | 62.7419 | 4.758 | PI4200-2164.1 | PI4200-2164 | PI4200-2052 | 48 | CIRC | 111.8917 | 0.013 | 58.1012 | 4.397
PI4200-1968.1 | PI4200-1968 | PI4200-1805 | 48 | CIRC | 163.8057 | 0.013 | 52.1838 | 3.957 | PI4200-2310.1 | PI4200-2310 | PI4200-2164 | 48 | CIRC | 146.087 | 0.013 | 58.1015 | 4.399
PI4200-2052.1 | PI4200-2052 | PI4200-1968 | 48 | CIRC | 83.7834 | 0.013 | 52.1723 | 3.955 | PI4200-2500.1 | PI4200-2500 | PI4200-2310 | 48 | CIRC | 189.3036 | 0.013 | 58.1019 | 4.456
PI4200-2164.1 | PI4200-2164 | PI4200-2052 | 48 | CIRC | 111.8917 | 0.013 | 57.6962 | 4.367 | PI4200-2786.1 | PI4200-2786 | PI4200-2500 | 48 | CIRC | 286.9195 | 0.013 | 58.1035 | 4.39
PI4200-2310.1 | PI4200-2310 | PI4200-2164 | 48 | CIRC | 146.087 | 0.013 | 57.6965 | 4.369 | PI4200-2859.1 | PI4200-2859 | PI4200-2786 | 36 | CIRC | 72.318 | 0.013 | 40.3851 | 5.318
PI4200-2500.1 | PI4200-2500 | PI4200-2310 | 48 | CIRC | 189.3036 | 0.013 | 57.6969 | 4.486 | PI4200-3294.1 | PI4200-3294 | PI4200-2859 | 36 | CIRC | 435.2572 | 0.013 | 43.4081 | 5.662
PI4200-2786.1 | PI4200-2786 | PI4200-2500 | 48 | CIRC | 286.9195 | 0.013 | 57.6987 | 4.36 | PI4200-3579.1 | PI4200-3579 | PI4200-3294 | 36 | CIRC | 285.0715 | 0.013 | 31.6694 | 4.237
PI4200-2859.1 | PI4200-2859 | PI4200-2786 | 36 | CIRC | 72.318 | 0.013 | 40.4019 | 5.322 | PI4200-3663.1 | PI4200-3663 | PI4200-3579 | 30 | CIRC | 83.5646 | 0.013 | 27.663 | 5.042
PI4200-3294.1 | PI4200-3294 | PI4200-2859 | 36 | CIRC | 435.2572 | 0.013 | 43.0707 | 5.622 | PI4200-4106.1 | PI4200-4106 | PI4200-3663 | 30 | CIRC | 443.834 | 0.013 | 27.665 | 5.934
PI4200-3579.1 | PI4200-3579 | PI4200-3294 | 36 | CIRC | 285.0715 | 0.013 | 31.0882 | 4.213 | PI4200-4139.1 | PI4200-4139 | PI4200-4106 | 30 | CIRC | 32.8001 | 0.013 | 27.6665 | 5.023
PI4200-3663.1 | PI4200-3663 | PI4200-3579 | 30 | CIRC | 83.5646 | 0.013 | 27.0979 | 4.947 | PI4200-425.1 | PI4200-425 | PI4200-151 | 48 | CIRC | 273.8536 | 0.013 | 67.6037 | 5.161
PI4200-4106.1 | PI4200-4106 | PI4200-3663 | 30 | CIRC | 443.834 | 0.013 | 27.0906 | 5.913 | PI4200-4425.1 | PI4200-4425 | PI4200-4139 | 30 | CIRC | 285.9376 | 0.013 | 27.6701 | 5.942
PI4200-4139.1 | PI4200-4139 | PI4200-4106 | 30 | CIRC | 32.8001 | 0.013 | 27.0878 | 4.931 | PI4200-4691.1 | PI4200-4691 | PI4200-4425 | 30 | CIRC | 265.4112 | 0.013 | 18.5576 | 5.222
PI4200-425.1 | PI4200-425 | PI4200-151 | 48 | CIRC | 273.8536 | 0.013 | 68.231 | 5.212 | PI4200-5121.1 | PI4200-5121 | PI4200-4691 | 24 | CIRC | 430.1457 | 0.013 | 15.925 | 5.223
PI4200-4425.1 | PI4200-4425 | PI4200-4139 | 30 | CIRC | 285.9376 | 0.013 | 27.0838 | 5.935 | PI4200-5627.1 | PI4200-5627 | PI4200-5121 | 24 | CIRC | 505.9538 | 0.013 | 11.6855 | 5.41
PI4200-4691.1 | PI4200-4691 | PI4200-4425 | 30 | CIRC | 265.4112 | 0.013 | 17.9642 | 5.326 | PI4200-5890.1 | PI4200-5890 | PI4200-5627 | 24 | CIRC | 263.3377 | 0.013 | 12.2232 | 5.452
PI4200-5121.1 | PI4200-5121 | PI4200-4691 | 24 | CIRC | 430.1457 | 0.013 | 15.1009 | 5.223 | PI4200-6274.1 | PI4200-6274 | PI4200-5890 | 12 | CIRC | 383.6467 | 0.013 | 2.5034 | 3.552
PI4200-5627.1 | PI4200-5627 | PI4200-5121 | 24 | CIRC | 505.9538 | 0.013 | 11.5816 | 5.385 | PI4200-6608.1 | PI4200-6608 | PI4200-6274 | 12 | CIRC | 334.3806 | 0.013 | -0.82734 | -0.973
PI4200-5890.1 | PI4200-5890 | PI4200-5627 | 24 | CIRC | 263.3377 | 0.013 | 12.0317 | 5.44 | PI4200-740.1 | PI4200-740 | PI4200-425 | 48 | CIRC | 315.4963 | 0.013 | 62.1321 | 4.741
PI4200-6274.1 | PI4200-6274 | PI4200-5890 | 12 | CIRC | 383.6467 | 0.013 | 2.5138 | 3.557 | PI4201-271.1 | PI4201-271 | PI4200-2500 | 18 | CIRC | 270.9818 | 0.013 | -0.02398 | -0.204
PI4200-6608.1 | PI4200-6608 | PI4200-6274 | 12 | CIRC | 334.3806 | 0.013 | -0.59131 | -1.253 | PI4201-570.1 | PI4201-570 | PI4201-271 | 18 | CIRC | 298.9529 | 0.013 | 0 | 0
PI4200-740.1 | PI4200-740 | PI4200-425 | 48 | CIRC | 315.4963 | 0.013 | 62.6634 | 4.782 | PI4202-30.1 | PI4202-30 | PI4200-2786 | 12 | CIRC | 29.9737 | 0.013 | -0.28406 | -0.328
PI4201-271.1 | PI4201-271 | PI4200-2500 | 18 | CIRC | 270.9818 | 0.013 | -0.02215 | -0.19 | PI4203-1119.1 | PI4203-1119 | PI4203-862 | 18 | CIRC | 256.4164 | 0.013 | 9.2301 | 4.577
PI4201-570.1 | PI4201-570 | PI4201-271 | 18 | CIRC | 298.9529 | 0.013 | 0 | 0 | PI4203-1149.1 | PI4203-1149 | PI4203-1119 | 18 | CIRC | 30.6627 | 0.013 | 9.248 | 4.55
PI4202-30.1 | PI4202-30 | PI4200-2786 | 12 | CIRC | 29.9737 | 0.013 | -0.28385 | -0.328 | PI4203-1192.1 | PI4203-1192 | PI4203-1149 | 18 | CIRC | 42.5954 | 0.013 | 9.2942 | 4.522
PI4203-1119.1 | PI4203-1119 | PI4203-862 | 18 | CIRC | 256.4164 | 0.013 | 9.3655 | 4.656 | PI4203-1439.1 | PI4203-1439 | PI4203-1192 | 18 | CIRC | 247.0257 | 0.013 | 9.4181 | 4.359
PI4203-1149.1 | PI4203-1149 | PI4203-1119 | 18 | CIRC | 30.6627 | 0.013 | 9.3793 | 4.623 | PI4203-263.1 | PI4203-263 | PI4200-2786 | 48 | CIRC | 263.1721 | 0.013 | 6.492 | 0.723
PI4203-1192.1 | PI4203-1192 | PI4203-1149 | 18 | CIRC | 42.5954 | 0.013 | 9.4114 | 4.588 | PI4203-582.1 | PI4203-582 | PI4203-263 | 48 | CIRC | 318.4755 | 0.013 | 7.6779 | 0.841
PI4203-1439.1 | PI4203-1439 | PI4203-1192 | 18 | CIRC | 247.0257 | 0.013 | 9.5291 | 4.411 | PI4203-832.1 | PI4203-832 | PI4203-582 | 48 | CIRC | 250.038 | 0.013 | 9.1335 | 0.994
PI4203-263.1 | PI4203-263 | PI4200-2786 | 48 | CIRC | 263.1721 | 0.013 | 6.5411 | 0.738 | PI4203-862.1 | PI4203-862 | PI4203-832 | 24 | CIRC | 30.6732 | 0.013 | 9.1851 | 2.793
PI4203-582.1 | PI4203-582 | PI4203-263 | 48 | CIRC | 318.4755 | 0.013 | 8.0786 | 0.896 | PI4204-1219.1 | PI4204-1219 | PI4204-967 | 24 | CIRC | 251.9062 | 0.013 | 10.6547 | 2.904
PI4203-832.1 | PI4203-832 | PI4203-582 | 48 | CIRC | 250.038 | 0.013 | 9.2899 | 1.075 | PI4204-1524.1 | PI4204-1524 | PI4204-1219 | 24 | CIRC | 305.4743 | 0.013 | 11.0795 | 2.976
PI4203-862.1 | PI4203-862 | PI4203-832 | 24 | CIRC | 30.6732 | 0.013 | 9.33 | 2.845 | PI4204-1838.1 | PI4204-1838 | PI4204-1524 | 24 | CIRC | 314.0249 | 0.013 | 6.4293 | 1.747
PI4204-1219.1 | PI4204-1219 | PI4204-967 | 24 | CIRC | 251.9062 | 0.013 | 11.2719 | 3.078 | PI4204-1885.1 | PI4204-1885 | PI4204-1838 | 18 | CIRC | 46.661 | 0.013 | 7.9181 | 3.392
PI4204-1524.1 | PI4204-1524 | PI4204-1219 | 24 | CIRC | 305.4743 | 0.013 | 11.6144 | 3.122 | PI4204-374.1 | PI4204-374 | PI4200-3579 | 24 | CIRC | 373.9121 | 0.013 | 9.0493 | 2.9
PI4204-1838.1 | PI4204-1838 | PI4204-1524 | 24 | CIRC | 314.0249 | 0.013 | 6.7169 | 1.825 | PI4204-401.1 | PI4204-401 | PI4204-374 | 24 | CIRC | 27.3252 | 0.013 | 9.2314 | 2.694
PI4204-1885.1 | PI4204-1885 | PI4204-1838 | 18 | CIRC | 46.661 | 0.013 | 7.9378 | 3.404 | PI4204-690.1 | PI4204-690 | PI4204-401 | 24 | CIRC | 289.1831 | 0.013 | 9.6191 | 2.707
PI4204-374.1 | PI4204-374 | PI4200-3579 | 24 | CIRC | 373.9121 | 0.013 | 9.9337 | 2.986 | PI4204-911.1 | PI4204-911 | PI4204-690 | 24 | CIRC | 220.1996 | 0.013 | 9.9868 | 2.774
PI4204-401.1 | PI4204-401 | PI4204-374 | 24 | CIRC | 27.3252 | 0.013 | 10.1155 | 2.942 | PI4204-967.1 | PI4204-967 | PI4204-911 | 24 | CIRC | 56.1239 | 0.013 | 10.2373 | 2.829
PI4204-690.1 | PI4204-690 | PI4204-401 | 24 | CIRC | 289.1831 | 0.013 | 10.4822 | 2.94 | PI4205-192.1 | PI4205-192 | PI4205-79 | 24 | CIRC | 112.5943 | 0.013 | 16.1303 | 7.724
PI4204-911.1 | PI4204-911 | PI4204-690 | 24 | CIRC | 220.1996 | 0.013 | 10.7822 | 2.991 | PI4205-291.1 | PI4205-291 | PI4205-192 | 24 | CIRC | 98.8961 | 0.013 | 16.1327 | 7.858
PI4204-967.1 | PI4204-967 | PI4204-911 | 24 | CIRC | 56.1239 | 0.013 | 10.9697 | 3.035 | PI4205-79.1 | PI4205-79 | PI4200-4425 | 24 | CIRC | 79.3713 | 0.013 | 16.1283 | 6.165
PI4205-192.1 | PI4205-192 | PI4205-79 | 24 | CIRC | 112.5943 | 0.013 | 14.1303 | 7.375 | PI4206-80.1 | PI4206-80 | PI4200-5890 | 24 | CIRC | 79.371 | 0.013 | 10.8247 | 7.234
PI4205-291.1 | PI4205-291 | PI4205-192 | 24 | CIRC | 98.8961 | 0.013 | 14.1285 | 7.668 | PI4206-94.1 | PI4206-94 | PI4206-80 | 24 | CIRC | 13.0201 | 0.013 | 13.4157 | 6.627
PI4205-79.1 | PI4205-79 | PI4200-4425 | 24 | CIRC | 79.3713 | 0.013 | 14.1324 | 5.995 | PI4300-1157.1 | PI4300-1157 | PI4300-981 | 30 | CIRC | 176.5877 | 0.013 | 22.0809 | 4.861
PI4206-80.1 | PI4206-80 | PI4200-5890 | 24 | CIRC | 79.371 | 0.013 | 10.8405 | 7.222 | PI4300-1380.1 | PI4300-1380 | PI4300-1157 | 30 | CIRC | 223.2664 | 0.013 | 23.0408 | 4.875
PI4206-94.1 | PI4206-94 | PI4206-80 | 24 | CIRC | 13.0201 | 0.013 | 12.6611 | 6.599 | PI4300-140.1 | PI4300-140 | CC0300-11279 | 30 | CIRC | 139.9745 | 0.013 | 27.4371 | 5.236
PI4300-1157.1 | PI4300-1157 | PI4300-981 | 30 | CIRC | 176.5877 | 0.013 | 22.1045 | 4.915 | PI4300-1401.1 | PI4300-1401 | PI4300-1380 | 30 | CIRC | 20.7486 | 0.013 | 23.0405 | 4.722
PI4300-1380.1 | PI4300-1380 | PI4300-1157 | 30 | CIRC | 223.2664 | 0.013 | 23.1291 | 4.919 | PI4300-1491.1 | PI4300-1491 | PI4300-1401 | 30 | CIRC | 89.9939 | 0.013 | 22.7498 | 4.394
PI4300-140.1 | PI4300-140 | CC0300-11279 | 30 | CIRC | 139.9745 | 0.013 | 27.0745 | 5.174 | PI4300-1650.1 | PI4300-1650 | PI4300-1491 | 30 | CIRC | 158.9894 | 0.013 | 22.5526 | 4.799
PI4300-1401.1 | PI4300-1401 | PI4300-1380 | 30 | CIRC | 20.7486 | 0.013 | 23.1287 | 4.768 | PI4300-1833.1 | PI4300-1833 | PI4300-1650 | 30 | CIRC | 182.9877 | 0.013 | 22.3961 | 4.489
PI4300-1491.1 | PI4300-1491 | PI4300-1401 | 30 | CIRC | 89.9939 | 0.013 | 22.779 | 4.42 | PI4300-2233.1 | PI4300-2233 | PI4300-1833 | 30 | CIRC | 399.9729 | 0.013 | 22.4001 | 5.143
PI4300-1650.1 | PI4300-1650 | PI4300-1491 | 30 | CIRC | 158.9894 | 0.013 | 22.5825 | 4.808 | PI4300-2633.1 | PI4300-2633 | PI4300-2233 | 30 | CIRC | 400.2371 | 0.013 | 22.1523 | 5.334
PI4300-1833.1 | PI4300-1833 | PI4300-1650 | 30 | CIRC | 182.9877 | 0.013 | 22.4041 | 4.5 | PI4300-2746.1 | PI4300-2746 | PI4300-2633 | 24 | CIRC | 112.9925 | 0.013 | 22.1536 | 6.383
PI4300-2233.1 | PI4300-2233 | PI4300-1833 | 30 | CIRC | 399.9729 | 0.013 | 22.4074 | 5.206 | PI4300-2849.1 | PI4300-2849 | PI4300-2746 | 24 | CIRC | 102.1784 | 0.013 | 21.9317 | 6.179
PI4300-2633.1 | PI4300-2633 | PI4300-2233 | 30 | CIRC | 400.2371 | 0.013 | 22.1604 | 5.342 | PI4300-3223.1 | PI4300-3223 | PI4300-2849 | 24 | CIRC | 374.8482 | 0.013 | 20.3219 | 5.554
PI4300-2746.1 | PI4300-2746 | PI4300-2633 | 24 | CIRC | 112.9925 | 0.013 | 22.1616 | 6.386 | PI4300-3665.1 | PI4300-3665 | PI4300-3223 | 24 | CIRC | 441.723 | 0.013 | 15.1986 | 4.481
PI4300-2849.1 | PI4300-2849 | PI4300-2746 | 24 | CIRC | 102.1784 | 0.013 | 21.94 | 6.182 | PI4300-3890.1 | PI4300-3890 | PI4300-3665 | 21 | CIRC | 225.119 | 0.013 | 8.8519 | 3.211
PI4300-3223.1 | PI4300-3223 | PI4300-2849 | 24 | CIRC | 374.8482 | 0.013 | 20.325 | 5.56 | PI4300-421.1 | PI4300-421 | PI4300-140 | 30 | CIRC | 280.9651 | 0.013 | 24.4017 | 4.682
PI4300-3665.1 | PI4300-3665 | PI4300-3223 | 24 | CIRC | 441.723 | 0.013 | 15.2783 | 4.481 | PI4300-4410.1 | PI4300-4410 | PI4300-3890 | 21 | CIRC | 519.9044 | 0.013 | 8.7851 | 3.651
PI4300-3890.1 | PI4300-3890 | PI4300-3665 | 21 | CIRC | 225.119 | 0.013 | 8.7415 | 3.211 | PI4300-4518.1 | PI4300-4518 | PI4300-4410 | 18 | CIRC | 107.8275 | 0.013 | 8.991 | 5.041
PI4300-421.1 | PI4300-421 | PI4300-140 | 30 | CIRC | 280.9651 | 0.013 | 24.7687 | 4.755 | PI4300-981.1 | PI4300-981 | PI4300-421 | 30 | CIRC | 559.6168 | 0.013 | 22.0801 | 4.729
PI4300-4410.1 | PI4300-4410 | PI4300-3890 | 21 | CIRC | 519.9044 | 0.013 | 8.786 | 3.651 | PI430101-167.1 | PI430101-167 | PI4301-285 | 18 | CIRC | 167.3917 | 0.013 | -6.4381 | -2.993
PI4300-4518.1 | PI4300-4518 | PI4300-4410 | 18 | CIRC | 107.8275 | 0.013 | 8.991 | 5.041 | PI430101-592.1 | PI430101-592 | PI430101-167 | 12 | CIRC | 424.2405 | 0.013 | 1.5627 | 1.443
PI4300-981.1 | PI4300-981 | PI4300-421 | 30 | CIRC | 559.6168 | 0.013 | 22.1296 | 4.786 | PI430101-938.1 | PI430101-938 | PI430101-592 | 12 | CIRC | 346.7126 | 0.013 | 1.5697 | 1.448
PI430101-167.1 | PI430101-167 | PI4301-285 | 18 | CIRC | 167.3917 | 0.013 | -5.2555 | -2.427 | PI430102-43.1 | PI430102-43 | PI4301-650 | 12 | CIRC | 43.4248 | 0.013 | 3.1536 | 2.653
PI430101-592.1 | PI430101-592 | PI430101-167 | 12 | CIRC | 424.2405 | 0.013 | 1.5077 | 1.439 | PI4301-1064.1 | PI4301-1064 | PI4301-650 | 15 | CIRC | 413.9608 | 0.013 | 3.8073 | 2.319
PI430101-938.1 | PI430101-938 | PI430101-592 | 12 | CIRC | 346.7126 | 0.013 | 1.5121 | 1.431 | PI4301-285.1 | PI4301-285 | PI4300-1650 | 12 | CIRC | 284.8869 | 0.013 | 4.6077 | 3.867
PI430102-43.1 | PI430102-43 | PI4301-650 | 12 | CIRC | 43.4248 | 0.013 | 3.1539 | 2.654 | PI4301-650.1 | PI4301-650 | PI4301-285 | 15 | CIRC | 364.7549 | 0.013 | 3.2977 | 2.066
PI4301-1064.1 | PI4301-1064 | PI4301-650 | 15 | CIRC | 413.9608 | 0.013 | 3.8078 | 2.32 | PI4302-367.1 | PI4302-367 | PI4300-2849 | 18 | CIRC | 367.1538 | 0.013 | 2.1172 | 2.919
PI4301-285.1 | PI4301-285 | PI4300-1650 | 12 | CIRC | 284.8869 | 0.013 | 4.5019 | 3.78 | PI4302-730.1 | PI4302-730 | PI4302-367 | 18 | CIRC | 362.5793 | 0.013 | 2.1306 | 2.934
PI4301-650.1 | PI4301-650 | PI4301-285 | 15 | CIRC | 364.7549 | 0.013 | 3.3628 | 2.107 | PI4303-260.1 | PI4303-260 | PI4300-3665 | 18 | CIRC | 260.34 | 0.013 | 7.74 | 5.211
PI4302-367.1 | PI4302-367 | PI4300-2849 | 18 | CIRC | 367.1538 | 0.013 | 2.1178 | 2.919 | PI4303-481.1 | PI4303-481 | PI4303-260 | 18 | CIRC | 220.9818 | 0.013 | 7.9648 | 4.337
PI4302-730.1 | PI4302-730 | PI4302-367 | 18 | CIRC | 362.5793 | 0.013 | 2.1314 | 2.957 | PI4400-25.1 | PI4400-25 | CC0300-11634 | 24 | CIRC | 25.4187 | 0.013 | 11.933 | 3.554
PI4303-260.1 | PI4303-260 | PI4300-3665 | 18 | CIRC | 260.34 | 0.013 | 7.7794 | 5.211 | PI4400-341.1 | PI4400-341 | PI4400-25 | 24 | CIRC | 315.7285 | 0.013 | 11.9567 | 3.552
PI4303-481.1 | PI4303-481 | PI4303-260 | 18 | CIRC | 220.9818 | 0.013 | 8.001 | 4.337 | PI4500-41.1 | PI4500-41 | CC0300-12425 | 18 | CIRC | 40.967 | 0.013 | 8.0074 | 4.197
PI4400-25.1 | PI4400-25 | CC0300-11634 | 24 | CIRC | 25.4187 | 0.013 | 12.9173 | 3.86 | PI4600-391.1 | PI4600-391 | CC0300-12540 | 18 | CIRC | 390.7485 | 0.013 | 6.5219 | 3.276
PI4400-341.1 | PI4400-341 | PI4400-25 | 24 | CIRC | 315.7285 | 0.013 | 12.9399 | 3.845 | PI4600-494.1 | PI4600-494 | PI4600-391 | 18 | CIRC | 103.7237 | 0.013 | 6.3816 | 3.149
PI4500-41.1 | PI4500-41 | CC0300-12425 | 18 | CIRC | 40.967 | 0.013 | 8.0088 | 4.221 | PI4600-574.1 | PI4600-574 | PI4600-494 | 18 | CIRC | 79.6851 | 0.013 | 2.1583 | 1.094
PI4600-391.1 | PI4600-391 | CC0300-12540 | 18 | CIRC | 390.7485 | 0.013 | 7.0626 | 3.535 | PI4600-786.1 | PI4600-786 | PI4600-574 | 12 | CIRC | 212.0451 | 0.013 | 2.1637 | 3.088
PI4600-494.1 | PI4600-494 | PI4600-391 | 18 | CIRC | 103.7237 | 0.013 | 3.5895 | 1.779 | PI4600-935.1 | PI4600-935 | PI4600-786 | 12 | CIRC | 148.4701 | 0.013 | 2.5489 | 3.605
PI4600-574.1 | PI4600-574 | PI4600-494 | 18 | CIRC | 79.6851 | 0.013 | 2.1208 | 1.29 | PI4700-120.1 | PI4700-120 | CC0300-13140 | 18 | CIRC | 119.9268 | 0.013 | 8.7098 | 4.647
PI4600-786.1 | PI4600-786 | PI4600-574 | 12 | CIRC | 212.0451 | 0.013 | 2.129 | 3.183 | PI4700-430.1 | PI4700-430 | PI4700-120 | 18 | CIRC | 310.2432 | 0.013 | 8.726 | 4.421
PI4600-935.1 | PI4600-935 | PI4600-786 | 12 | CIRC | 148.4701 | 0.013 | 2.5545 | 3.75 | PI4800-453.1 | PI4800-453 | CC0300-13140 | 18 | CIRC | 453.333 | 0.013 | 9.1092 | 4.306
PI4700-120.1 | PI4700-120 | CC0300-13140 | 18 | CIRC | 119.9268 | 0.013 | 9.3837 | 5.054 | PI4900-519.1 | PI4900-519 | CC0300-13850 | 18 | CIRC | 526.0914 | 0.013 | 10.1753 | 4.518
PI4700-430.1 | PI4700-430 | PI4700-120 | 18 | CIRC | 310.2432 | 0.013 | 9.3867 | 4.74 | PI5001-3702.1 | PI5001-3702 | PX5000-2784 | 36 | CIRC | 918.2103 | 0.013 | 15.0293 | 5.748
PI4800-453.1 | PI4800-453 | CC0300-13140 | 18 | CIRC | 453.333 | 0.013 | 9.3082 | 4.402 | PI5200-547.1 | PI5200-547 | PI5200-83 | 18 | CIRC | 464.4139 | 0.013 | 8.8313 | 4.14
PI4900-519.1 | PI4900-519 | CC0300-13850 | 18 | CIRC | 526.0914 | 0.013 | 10.4232 | 4.62 | PI5200-591.1 | PI5200-591 | PI5200-547 | 12 | CIRC | 44.2642 | 0.013 | -3.6709 | 7.813
PI5200-547.1 | PI5200-547 | PI5200-83 | 18 | CIRC | 464.4139 | 0.013 | 8.725 | 4.099 | PI5200-83.1 | PI5200-83 | CC0300-18144 | 36 | CIRC | 82.7881 | 0.013 | 95.5957 | 12.693
PI5200-591.1 | PI5200-591 | PI5200-547 | 12 | CIRC | 44.2642 | 0.013 | -3.6529 | 7.789 | PI5200-890.1 | PI5200-890 | PI5200-591 | 12 | CIRC | 298.5484 | 0.013 | 3.325 | 3.761
PI5200-83.1 | PI5200-83 | CC0300-18144 | 36 | CIRC | 82.7881 | 0.013 | 95.3204 | 12.659 | PI5200-914.1 | PI5200-914 | PI5200-890 | 12 | CIRC | 24 | 0.013 | 3.3204 | 3.704
PI5200-890.1 | PI5200-890 | PI5200-591 | 12 | CIRC | 298.5484 | 0.013 | 3.2867 | 3.741 | PI5300-2224.1 | PI5300-2224 | CC0303-3479 | 18 | CIRC | 2361.0675 | 0.013 | 7.5328 | 2.888
PI5200-914.1 | PI5200-914 | PI5200-890 | 12 | CIRC | 24 | 0.013 | 3.2822 | 3.68 | PI5300-2270.1 | PI5300-2270 | PI5300-2224 | 18 | CIRC | 834 | 0.013 | 7.1021 | 2.878
PI5300-2224.1 | PI5300-2224 | CC0303-3479 | 18 | CIRC | 2361.0675 | 0.013 | 6.7576 | 2.779 | PI5300-3093.1 | PI5300-3093 | PI5300-2270 | 18 | CIRC | 834 | 0.013 | 5.0151 | 6.949
PI5300-2270.1 | PI5300-2270 | PI5300-2224 | 18 | CIRC | 834 | 0.013 | 6.3983 | 2.523 | PI5300-3634.1 | PI5300-3634 | CC0600-0 | 24 | CIRC | 176 | 0.013 | 28.0995 | 17.554
PI5300-3093.1 | PI5300-3093 | PI5300-2270 | 18 | CIRC | 834 | 0.013 | 6.3998 | 2.347 | PI5400-1019.1 | PI5400-1019 | PI5400-893 | 60 | CIRC | 125.8391 | 0.013 | 136.8182 | 8.638
PI5300-3634.1 | PI5300-3634 | CC0600-0 | 24 | CIRC | 176 | 0.013 | 15.7204 | 4.051 | PI5400-124.1 | PI5400-124 | CC0600-0 | 60 | CIRC | 336.0227 | 0.013 | 135.8698 | 9.682
PI5400-1019.1 | PI5400-1019 | PI5400-893 | 60 | CIRC | 125.8391 | 0.013 | 115.2313 | 6.515 | PI5400-1687.1 | PI5400-1687 | PI5400-1019 | 60 | CIRC | 667.7265 | 0.013 | 136.9514 | 6.711
PI5400-124.1 | PI5400-124 | CC0600-0 | 60 | CIRC | 336.0227 | 0.013 | 114.953 | 5.57 | PI5400-2027.1 | PI5400-2027 | PI5400-1687 | 60 | CIRC | 339.9788 | 0.013 | 137.0544 | 6.708
PI5400-1687.1 | PI5400-1687 | PI5400-1019 | 60 | CIRC | 667.7265 | 0.013 | 115.3565 | 5.616 | PI5400-2227.1 | PI5400-2227 | PI5400-2027 | 60 | CIRC | 199.9875 | 0.013 | 137.1497 | 6.704
PI5400-2027.1 | PI5400-2027 | PI5400-1687 | 60 | CIRC | 339.9788 | 0.013 | 115.4275 | 5.725 | PI5400-2281.1 | PI5400-2281 | PI5400-2227 | 60 | CIRC | 54.054 | 0.013 | 78.772 | 3.854
PI5400-2227.1 | PI5400-2227 | PI5400-2027 | 60 | CIRC | 199.9875 | 0.013 | 115.5103 | 5.617 | PI5400-2567.1 | PI5400-2567 | PI5400-2281 | 60 | CIRC | 286.5029 | 0.013 | 78.7072 | 3.915
PI5400-2281.1 | PI5400-2281 | PI5400-2227 | 60 | CIRC | 54.054 | 0.013 | 73.0994 | 3.547 | PI5400-2601.1 | PI5400-2601 | PI5400-2567 | 60 | CIRC | 33.7759 | 0.013 | 78.6593 | 3.916
PI5400-2567.1 | PI5400-2567 | PI5400-2281 | 60 | CIRC | 286.5029 | 0.013 | 62.1509 | 3.544 | PI5400-2640.1 | PI5400-2640 | PI5400-2601 | 42 | CIRC | 38.821 | 0.013 | 78.6114 | 13.251
PI5400-2601.1 | PI5400-2601 | PI5400-2567 | 60 | CIRC | 33.7759 | 0.013 | 62.7199 | 3.558 | PI5400-2896.1 | PI5400-2896 | PI5400-2640 | 42 | CIRC | 255.7265 | 0.013 | 78.5653 | 7.695
PI5400-2640.1 | PI5400-2640 | PI5400-2601 | 42 | CIRC | 38.821 | 0.013 | 63.2741 | 13.099 | PI5400-3192.1 | PI5400-3192 | PI5400-2896 | 42 | CIRC | 295.9801 | 0.013 | 78.4189 | 7.65
PI5400-2896.1 | PI5400-2896 | PI5400-2640 | 42 | CIRC | 255.7265 | 0.013 | 63.9775 | 6.361 | PI5400-3493.1 | PI5400-3493 | PI5400-3192 | 42 | CIRC | 301.435 | 0.013 | 73.4487 | 7.117
PI5400-3192.1 | PI5400-3192 | PI5400-2896 | 42 | CIRC | 295.9801 | 0.013 | 66.3646 | 6.447 | PI5400-3563.1 | PI5400-3563 | PI5400-3493 | 36 | CIRC | 69.7409 | 0.013 | 72.2672 | 16.424
PI5400-3493.1 | PI5400-3493 | PI5400-3192 | 42 | CIRC | 301.435 | 0.013 | 66.2347 | 6.408 | PI5400-3661.1 | PI5400-3661 | PI5400-3563 | 36 | CIRC | 98.1767 | 0.013 | 62.9988 | 8.391
PI5400-3563.1 | PI5400-3563 | PI5400-3493 | 36 | CIRC | 69.7409 | 0.013 | 64.8918 | 16.46 | PI5400-4077.1 | PI5400-4077 | PI5400-3661 | 36 | CIRC | 416.1609 | 0.013 | 62.237 | 8.121
PI5400-3661.1 | PI5400-3661 | PI5400-3563 | 36 | CIRC | 98.1767 | 0.013 | 65.1268 | 8.744 | PI5400-822.1 | PI5400-822 | PI5400-124 | 60 | CIRC | 702 | 0.013 | 136.2976 | 8.858
PI5400-4077.1 | PI5400-4077 | PI5400-3661 | 36 | CIRC | 416.1609 | 0.013 | 65.4821 | 8.551 | PI5400-893.1 | PI5400-893 | PI5400-822 | 60 | CIRC | 702 | 0.013 | 136.4108 | 6.663
PI5400-822.1 | PI5400-822 | PI5400-124 | 60 | CIRC | 702 | 0.013 | 115.0516 | 5.599 | PI5500-1205.1 | PI5500-1205 | PI5500-760 | 24 | CIRC | 444.9678 | 0.013 | 24.464 | 6.425
PI5400-893.1 | PI5400-893 | PI5400-822 | 60 | CIRC | 702 | 0.013 | 115.158 | 5.576 | PI5500-1325.1 | PI5500-1325 | PI5500-1205 | 24 | CIRC | 120.2629 | 0.013 | 5.0061 | 1.485
PI5500-1205.1 | PI5500-1205 | PI5500-760 | 24 | CIRC | 444.9678 | 0.013 | 21.0339 | 5.505 | PI5500-1543.1 | PI5500-1543 | PI5500-1325 | 18 | CIRC | 218.3801 | 0.013 | 4.9914 | 4.239
PI5500-1325.1 | PI5500-1325 | PI5500-1205 | 24 | CIRC | 120.2629 | 0.013 | 5.3024 | 1.498 | PI5500-1750.1 | PI5500-1750 | PI5500-1543 | 18 | CIRC | 206.5654 | 0.013 | 5.0219 | 3.015
PI5500-1543.1 | PI5500-1543 | PI5500-1325 | 18 | CIRC | 218.3801 | 0.013 | 5.2693 | 3.57 | PI5500-1867.1 | PI5500-1867 | PI5500-1750 | 18 | CIRC | 117.2688 | 0.013 | 5.046 | 2.492
PI5500-1750.1 | PI5500-1750 | PI5500-1543 | 18 | CIRC | 206.5654 | 0.013 | 5.2408 | 2.737 | PI5500-1994.1 | PI5500-1994 | PI5500-1867 | 18 | CIRC | 127.1027 | 0.013 | 5.072 | 2.483
PI5500-1867.1 | PI5500-1867 | PI5500-1750 | 18 | CIRC | 117.2688 | 0.013 | 5.2187 | 2.505 | PI5500-2428.1 | PI5500-2428 | PI5500-1994 | 18 | CIRC | 433.3236 | 0.013 | 5.1345 | 3.997
PI5500-1994.1 | PI5500-1994 | PI5500-1867 | 18 | CIRC | 127.1027 | 0.013 | 5.1999 | 2.472 | PI5500-2723.1 | PI5500-2723 | PI5500-2428 | 15 | CIRC | 295.3398 | 0.013 | 5.204 | 3.444
PI5500-2428.1 | PI5500-2428 | PI5500-1994 | 18 | CIRC | 433.3236 | 0.013 | 5.1715 | 3.805 | PI5500-2761.1 | PI5500-2761 | PI5500-2723 | 12 | CIRC | 37.7473 | 0.013 | 5.2462 | 4.65
PI5500-2723.1 | PI5500-2723 | PI5500-2428 | 15 | CIRC | 295.3398 | 0.013 | 5.1555 | 3.248 | PI5500-2920.1 | PI5500-2920 | PI5500-2761 | 12 | CIRC | 159.0548 | 0.013 | 5.3326 | 4.075
PI5500-2761.1 | PI5500-2761 | PI5500-2723 | 12 | CIRC | 37.7473 | 0.013 | 5.1467 | 4.278 | PI5500-452.1 | PI5500-452 | PI5500-0 | 30 | CIRC | 616.8069 | 0.013 | 18.2171 | 4.44
PI5500-2920.1 | PI5500-2920 | PI5500-2761 | 12 | CIRC | 159.0548 | 0.013 | 4.9934 | 3.832 | PI5500-482.1 | PI5500-482 | PI5500-452 | 24 | CIRC | 29.5481 | 0.013 | 18.2295 | 5.42
PI5500-452.1 | PI5500-452 | PI5501-38 | 24 | CIRC | 38.4998 | 0.013 | 23.3483 | 6.576 | PI5500-760.1 | PI5500-760 | PI5500-482 | 24 | CIRC | 277.9932 | 0.013 | 18.2673 | 5.109
PI5500-482.1 | PI5500-482 | PI5500-452 | 24 | CIRC | 29.5481 | 0.013 | 20.9942 | 5.918 | PI5502-287.1 | PI5502-287 | PI5500-482 | 18 | CIRC | 287.0453 | 0.013 | 0.0444 | 0.021
PI5500-760.1 | PI5500-760 | PI5500-482 | 24 | CIRC | 277.9932 | 0.013 | 21.0175 | 5.531 | PI5600-22.1 | PI5600-22 | CC0301-2533 | 42 | CIRC | 21.5407 | 0.013 | 132.4007 | 6.594
PI5501-38.1 | PI5501-38 | PI5501-96 | 24 | CIRC | 57.9765 | 0.013 | 23.3422 | 6.685 | PI5700-1276.1 | PI5700-1276 | PI5700-834 | 24 | CIRC | 441.6294 | 0.013 | 4.8521 | 1.37
PI5501-96.2 | PI5501-96 | FICT02 | 18 | CIRC | 122.955 | 0.013 | 12.7176 | 6.189 | PI5700-1355.1 | PI5700-1355 | PI5700-1276 | 12 | CIRC | 79.2499 | 0.013 | 4.3929 | 4.347
PI5502-287.1 | PI5502-287 | PI5500-482 | 18 | CIRC | 287.0453 | 0.013 | 0.06642 | -0.092 | PI5700-491.1 | PI5700-491 | PI5600-22 | 24 | CIRC | 491.1173 | 0.013 | 13.2544 | 3.341
PI5600-22.1 | PI5600-22 | CC0301-2533 | 42 | CIRC | 21.5407 | 0.013 | 131.4799 | 6.55 | PI5700-570.1 | PI5700-570 | PI5700-491 | 24 | CIRC | 78.9999 | 0.013 | 12.3168 | 3.141
PI5700-1276.1 | PI5700-1276 | PI5700-834 | 24 | CIRC | 441.6294 | 0.013 | 4.5429 | 1.283 | PI5700-834.1 | PI5700-834 | PI5700-570 | 24 | CIRC | 263.8202 | 0.013 | 12.3262 | 3.175
PI5700-1355.1 | PI5700-1355 | PI5700-1276 | 12 | CIRC | 79.2499 | 0.013 | 4.2792 | 4.463 | PI5701-78.1 | PI5701-78 | PI5700-834 | 18 | CIRC | 78.4999 | 0.013 | 7.749 | 3.515
PI5700-491.1 | PI5700-491 | PI5600-22 | 24 | CIRC | 491.1173 | 0.013 | 13.2598 | 3.346 | PI5800-10045.1 | PI5800-10045 | PI5800-9509 | 24 | CIRC | 535.7761 | 0.013 | 26.6573 | 7.669
PI5700-570.1 | PI5700-570 | PI5700-491 | 24 | CIRC | 78.9999 | 0.013 | 12.3476 | 3.15 | PI5800-1547.1 | PI5800-1547 | PI5800-585 | 42 | CIRC | 961.6484 | 0.013 | 109.2174 | 5.314
PI5700-834.1 | PI5700-834 | PI5700-570 | 24 | CIRC | 263.8202 | 0.013 | 12.3526 | 3.183 | PI5800-1805.1 | PI5800-1805 | PI5800-1547 | 48 | CIRC | 258.2841 | 0.013 | 103.1832 | 10.732
PI5701-78.1 | PI5701-78 | PI5700-834 | 18 | CIRC | 78.4999 | 0.013 | 7.9094 | 3.594 | PI5800-1846.1 | PI5800-1846 | PI5800-1805 | 48 | CIRC | 41.3776 | 0.013 | 80.2127 | 7.481
PI5800-10045.1 | PI5800-10045 | PI5800-9509 | 24 | CIRC | 535.7761 | 0.013 | 24.8835 | 7.555 | PI5800-2365.1 | PI5800-2365 | PI5800-1846 | 48 | CIRC | 518.4023 | 0.013 | 79.9334 | 8.178
PI5800-1547.1 | PI5800-1547 | PI5800-585 | 42 | CIRC | 961.6484 | 0.013 | 109.2205 | 5.317 | PI5800-2581.1 | PI5800-2581 | PI5800-2365 | 48 | CIRC | 216.0828 | 0.013 | 76.7959 | 7.252
PI5800-1805.1 | PI5800-1805 | PI5800-1547 | 48 | CIRC | 258.2841 | 0.013 | 103.6083 | 10.729 | PI5800-2704.1 | PI5800-2704 | PI5800-2581 | 48 | CIRC | 123.3098 | 0.013 | 74.6481 | 5.747
PI5800-1846.1 | PI5800-1846 | PI5800-1805 | 48 | CIRC | 41.3776 | 0.013 | 80.7536 | 7.421 | PI5800-2752.1 | PI5800-2752 | PI5800-2704 | 48 | CIRC | 47.7274 | 0.013 | 74.7726 | 5.657
PI5800-2365.1 | PI5800-2365 | PI5800-1846 | 48 | CIRC | 518.4023 | 0.013 | 79.4147 | 8.172 | PI5800-2906.1 | PI5800-2906 | PI5800-2752 | 48 | CIRC | 154.2724 | 0.013 | 81.661 | 6.17
PI5800-2581.1 | PI5800-2581 | PI5800-2365 | 48 | CIRC | 216.0828 | 0.013 | 75.5415 | 7.208 | PI5800-2991.1 | PI5800-2991 | PI5800-2906 | 48 | CIRC | 85.3389 | 0.013 | 98.3067 | 7.383
PI5800-2704.1 | PI5800-2704 | PI5800-2581 | 48 | CIRC | 123.3098 | 0.013 | 73.2956 | 5.632 | PI5800-3228.1 | PI5800-3228 | PI5800-2991 | 48 | CIRC | 236.0845 | 0.013 | 82.3456 | 6.183
PI5800-2752.1 | PI5800-2752 | PI5800-2704 | 48 | CIRC | 47.7274 | 0.013 | 73.4284 | 5.563 | PI5800-331.1 | PI5800-331 | PI5800-79 | 42 | CIRC | 251.4003 | 0.013 | 119.7041 | 5.75
PI5800-2906.1 | PI5800-2906 | PI5800-2752 | 48 | CIRC | 154.2724 | 0.013 | 81.5354 | 6.16 | PI5800-3722.1 | PI5800-3722 | PI5800-3228 | 48 | CIRC | 494.2287 | 0.013 | 103.04 | 7.679
PI5800-2991.1 | PI5800-2991 | PI5800-2906 | 48 | CIRC | 85.3389 | 0.013 | 98.2392 | 7.378 | PI5800-3962.1 | PI5800-3962 | PI5800-3722 | 48 | CIRC | 239.9997 | 0.013 | 101.2772 | 7.521
PI5800-3228.1 | PI5800-3228 | PI5800-2991 | 48 | CIRC | 236.0845 | 0.013 | 82.4508 | 6.191 | PI5800-4213.1 | PI5800-4213 | PI5800-3962 | 48 | CIRC | 251.5076 | 0.013 | 94.9868 | 7.051
PI5800-331.1 | PI5800-331 | PI5800-79 | 42 | CIRC | 251.4003 | 0.013 | 118.7742 | 5.708 | PI5800-4733.1 | PI5800-4733 | PI5800-4213 | 42 | CIRC | 1085.2648 | 0.013 | 56.3788 | 6.655
PI5800-3722.1 | PI5800-3722 | PI5800-3228 | 48 | CIRC | 494.2287 | 0.013 | 99.1156 | 7.396 | PI5800-5299.1 | PI5800-5299 | PI5800-4733 | 42 | CIRC | 1085.2648 | 0.013 | 49.6564 | 4.8
PI5800-3962.1 | PI5800-3962 | PI5800-3722 | 48 | CIRC | 239.9997 | 0.013 | 97.6693 | 7.266 | PI5800-5325.1 | PI5800-5325 | PI5800-5299 | 36 | CIRC | 26.5239 | 0.013 | 44.8896 | 5.794
PI5800-4213.1 | PI5800-4213 | PI5800-3962 | 48 | CIRC | 251.5076 | 0.013 | 90.5966 | 6.74 | PI5800-5750.1 | PI5800-5750 | PI5800-5325 | 36 | CIRC | 425.359 | 0.013 | 43.3317 | 5.602
PI5800-4733.1 | PI5800-4733 | PI5800-4213 | 42 | CIRC | 1085.2648 | 0.013 | 57.1605 | 6.675 | PI5800-585.1 | PI5800-585 | PI5800-331 | 42 | CIRC | 254.8365 | 0.013 | 106.2511 | 5.241
PI5800-5299.1 | PI5800-5299 | PI5800-4733 | 42 | CIRC | 1085.2648 | 0.013 | 50.6232 | 4.894 | PI5800-5981.1 | PI5800-5981 | PI5800-5750 | 36 | CIRC | 231.0272 | 0.013 | 43.5618 | 5.611
PI5800-5325.1 | PI5800-5325 | PI5800-5299 | 36 | CIRC | 26.5239 | 0.013 | 45.8069 | 5.913 | PI5800-6069.1 | PI5800-6069 | PI5800-5981 | 36 | CIRC | 87.2389 | 0.013 | 49.9603 | 6.391
PI5800-5750.1 | PI5800-5750 | PI5800-5325 | 36 | CIRC | 425.359 | 0.013 | 42.8586 | 5.539 | PI5800-6678.1 | PI5800-6678 | PI5800-6069 | 36 | CIRC | 609.2071 | 0.013 | 52.2145 | 6.524
PI5800-585.1 | PI5800-585 | PI5800-331 | 42 | CIRC | 254.8365 | 0.013 | 106.1946 | 5.241 | PI5800-6934.1 | PI5800-6934 | PI5800-6678 | 36 | CIRC | 256.0622 | 0.013 | 51.6098 | 6.4
PI5800-5981.1 | PI5800-5981 | PI5800-5750 | 36 | CIRC | 231.0272 | 0.013 | 43.328 | 5.558 | PI5800-7230.1 | PI5800-7230 | PI5800-6934 | 36 | CIRC | 462.0004 | 0.013 | 66.1291 | 7.814
PI5800-6069.1 | PI5800-6069 | PI5800-5981 | 36 | CIRC | 87.2389 | 0.013 | 50.0822 | 6.407 | PI5800-7396.1 | PI5800-7396 | PI5800-7230 | 36 | CIRC | 462.0004 | 0.013 | 41.9309 | 10.336
PI5800-6678.1 | PI5800-6678 | PI5800-6069 | 36 | CIRC | 609.2071 | 0.013 | 52.1674 | 6.52 | PI5800-7621.1 | PI5800-7621 | PI5800-7396 | 36 | CIRC | 225.4124 | 0.013 | 34.6407 | 5.49
PI5800-6934.1 | PI5800-6934 | PI5800-6678 | 36 | CIRC | 256.0622 | 0.013 | 51.5343 | 6.393 | PI5800-79.1 | PI5800-79 | PI5600-22 | 42 | CIRC | 79.4224 | 0.013 | 119.6882 | 5.679
PI5800-7230.1 | PI5800-7230 | PI5800-6934 | 36 | CIRC | 462.0004 | 0.013 | 65.4081 | 7.735 | PI5800-8100.1 | PI5800-8100 | PI5800-7621 | 36 | CIRC | 478.8874 | 0.013 | 51.4724 | 10.323
PI5800-7396.1 | PI5800-7396 | PI5800-7230 | 36 | CIRC | 462.0004 | 0.013 | 42.2861 | 10.373 | PI5800-8380.1 | PI5800-8380 | PI5800-8100 | 36 | CIRC | 279.2172 | 0.013 | 52.2296 | 6.877
PI5800-7621.1 | PI5800-7621 | PI5800-7396 | 36 | CIRC | 225.4124 | 0.013 | 35.0996 | 5.551 | PI5800-9043.1 | PI5800-9043 | PI5800-8380 | 36 | CIRC | 663.5731 | 0.013 | 34.6678 | 7.296
PI5800-79.1 | PI5800-79 | PI5600-22 | 42 | CIRC | 79.4224 | 0.013 | 118.7669 | 5.638 | PI5800-9509.1 | PI5800-9509 | PI5800-9043 | 36 | CIRC | 466.1231 | 0.013 | 35.3223 | 7.672
PI5800-8100.1 | PI5800-8100 | PI5800-7621 | 36 | CIRC | 478.8874 | 0.013 | 49.1315 | 10.373 | PI5801-232.1 | PI5801-232 | PI5800-585 | 12 | CIRC | 231.5979 | 0.013 | -2.1204 | -1.974
PI5800-8380.1 | PI5800-8380 | PI5800-8100 | 36 | CIRC | 279.2172 | 0.013 | 49.136 | 6.498 | PI5802-235.1 | PI5802-235 | PI5800-585 | 24 | CIRC | 235.2176 | 0.013 | 11.4223 | 3.224
PI5800-9043.1 | PI5800-9043 | PI5800-8380 | 36 | CIRC | 663.5731 | 0.013 | 34.9165 | 7.359 | PI5803-86.1 | PI5803-86 | PI5800-1547 | 12 | CIRC | 86.2933 | 0.013 | 7.4454 | 7.007
PI5800-9509.1 | PI5800-9509 | PI5800-9043 | 36 | CIRC | 466.1231 | 0.013 | 34.9121 | 7.652 | PI580401-72.1 | PI580401-72 | PI5804-249 | 18 | CIRC | 71.55 | 0.013 | 6.3702 | 3.043
PI5801-232.1 | PI5801-232 | PI5800-585 | 12 | CIRC | 231.5979 | 0.013 | -2.0857 | -1.947 | PI5804-249.1 | PI5804-249 | PI5800-1805 | 24 | CIRC | 248.8563 | 0.013 | 10.9693 | 3.091
PI5802-235.1 | PI5802-235 | PI5800-585 | 24 | CIRC | 235.2176 | 0.013 | 11.8172 | 3.337 | PI5804-548.1 | PI5804-548 | PI5804-249 | 18 | CIRC | 298.6864 | 0.013 | 8.4107 | 1.964
PI5803-86.1 | PI5803-86 | PI5800-1547 | 12 | CIRC | 86.2933 | 0.013 | 7.6668 | 7.257 | PI5804-740.1 | PI5804-740 | PI5804-548 | 18 | CIRC | 192.5542 | 0.013 | 8.4146 | 1.973
PI580401-72.1 | PI580401-72 | PI5804-249 | 18 | CIRC | 71.55 | 0.013 | 6.5864 | 3.148 | PI580501-69.1 | PI580501-69 | PI5805-622 | 15 | CIRC | 68.9799 | 0.013 | 4.4747 | 3.668
PI5804-249.1 | PI5804-249 | PI5800-1805 | 24 | CIRC | 248.8563 | 0.013 | 10.879 | 3.067 | PI5805-1164.1 | PI5805-1164 | PI5805-622 | 18 | CIRC | 542.0454 | 0.013 | 1.0931 | 1.464
PI5804-548.1 | PI5804-548 | PI5804-249 | 18 | CIRC | 298.6864 | 0.013 | 7.7963 | 1.826 | PI5805-622.1 | PI5805-622 | PI5805-89 | 18 | CIRC | 533.1487 | 0.013 | 5.6678 | 2.697
PI5804-740.1 | PI5804-740 | PI5804-548 | 18 | CIRC | 192.5542 | 0.013 | 7.799 | 1.837 | PI5805-89.1 | PI5805-89 | PI5800-1805 | 18 | CIRC | 89.0001 | 0.013 | 8.2135 | 3.943
PI580501-69.1 | PI580501-69 | PI5805-622 | 15 | CIRC | 68.9799 | 0.013 | 4.7896 | 3.682 | PI5806-82.1 | PI5806-82 | PI5800-1846 | 10 | CIRC | 82.1942 | 0.013 | 2.2461 | 2.485
PI5805-1164.1 | PI5805-1164 | PI5805-622 | 18 | CIRC | 542.0454 | 0.013 | 1.0934 | 1.477 | PI5807-81.1 | PI5807-81 | PI5800-2365 | 12 | CIRC | 81.4744 | 0.013 | 4.3781 | 4.083
PI5805-622.1 | PI5805-622 | PI5805-89 | 18 | CIRC | 533.1487 | 0.013 | 5.9827 | 2.853 | PI5808-32.1 | PI5808-32 | PI5800-2581 | 12 | CIRC | 32.1508 | 0.013 | 3.6033 | 3.162
PI5805-89.1 | PI5805-89 | PI5800-1805 | 18 | CIRC | 89.0001 | 0.013 | 8.4273 | 4.053 | PI5809-80.1 | PI5809-80 | PI5800-2581 | 12 | CIRC | 79.849 | 0.013 | 3.9041 | 4.011
PI5806-82.1 | PI5806-82 | PI5800-1846 | 10 | CIRC | 82.1942 | 0.013 | 2.3874 | 2.642 | PI5810-127.1 | PI5810-127 | PI5800-2752 | 48 | CIRC | 126.9998 | 0.013 | -9.4465 | -0.957
PI5807-81.1 | PI5807-81 | PI5800-2365 | 12 | CIRC | 81.4744 | 0.013 | 4.5068 | 4.205 | PI5810-502.1 | PI5810-502 | PI5810-127 | 48 | CIRC | 375.0002 | 0.013 | -5.9649 | -0.933
PI5808-32.1 | PI5808-32 | PI5800-2581 | 12 | CIRC | 32.1508 | 0.013 | 3.5629 | 3.131 | PI5810-957.1 | PI5810-957 | PI5810-502 | 48 | CIRC | 454.6356 | 0.013 | -0.14326 | -0.427
PI5809-80.1 | PI5809-80 | PI5800-2581 | 12 | CIRC | 79.849 | 0.013 | 3.9916 | 4.103 | PI5811-210.1 | PI5811-210 | PI5800-2752 | 12 | CIRC | 210.04 | 0.013 | 5.6957 | 5.045
PI5810-127.1 | PI5810-127 | PI5800-2752 | 48 | CIRC | 126.9998 | 0.013 | -11.1667 | -1.131 | PI5812-83.1 | PI5812-83 | PI5800-2991 | 18 | CIRC | 83.25 | 0.013 | 7.3458 | 3.532
PI5810-502.1 | PI5810-502 | PI5810-127 | 48 | CIRC | 375.0002 | 0.013 | -7.5484 | -1.159 | PI5813-502.1 | PI5813-502 | PI5800-3722 | 15 | CIRC | 501.5927 | 0.013 | 3.8303 | 2.668
PI5810-957.1 | PI5810-957 | PI5810-502 | 48 | CIRC | 454.6356 | 0.013 | -0.23839 | -0.628 | PI5814-33.1 | PI5814-33 | PI5800-3962 | 12 | CIRC | 32.7498 | 0.013 | 5.4375 | 7.225
PI5811-210.1 | PI5811-210 | PI5800-2752 | 12 | CIRC | 210.04 | 0.013 | 5.748 | 5.118 | PI5815-89.1 | PI5815-89 | PI5800-4213 | 15 | CIRC | 89.2501 | 0.013 | 9.3611 | 7.62
PI5812-83.1 | PI5812-83 | PI5800-2991 | 18 | CIRC | 83.25 | 0.013 | 7.5969 | 3.655 | PI581601-178.1 | PI581601-178 | PI581601-47 | 30 | CIRC | 131.6703 | 0.013 | 11.1448 | 3.081
PI5813-502.1 | PI5813-502 | PI5800-3722 | 15 | CIRC | 501.5927 | 0.013 | 4.2178 | 2.757 | PI581601-47.1 | PI581601-47 | PI5816-561 | 30 | CIRC | 46.723 | 0.013 | 22.4208 | 4.029
PI5814-33.1 | PI5814-33 | PI5800-3962 | 12 | CIRC | 32.7498 | 0.013 | 5.5764 | 7.577 | PI5816-255.1 | PI5816-255 | PI5800-4213 | 30 | CIRC | 254.6718 | 0.013 | 22.401 | 4.844
PI5815-89.1 | PI5815-89 | PI5800-4213 | 15 | CIRC | 89.2501 | 0.013 | 9.4132 | 7.867 | PI5816-561.1 | PI5816-561 | PI5816-255 | 30 | CIRC | 305.9775 | 0.013 | 22.4105 | 4.034
PI581601-178.1 | PI581601-178 | PI581601-47 | 30 | CIRC | 131.6703 | 0.013 | 8.8655 | 2.164 | PI5816-850.1 | PI5816-850 | PI5816-561 | 15 | CIRC | 289.1076 | 0.013 | 2.5414 | 3.569
PI581601-47.1 | PI581601-47 | PI5816-561 | 30 | CIRC | 46.723 | 0.013 | 20.2028 | 3.654 | PI5817-1072.1 | PI5817-1072 | PI5817-763 | 15 | CIRC | 308.4352 | 0.013 | 4.5891 | 3.382
PI5816-255.1 | PI5816-255 | PI5800-4213 | 30 | CIRC | 254.6718 | 0.013 | 20.2133 | 4.04 | PI5817-214.1 | PI5817-214 | PI5800-5299 | 15 | CIRC | 214.1835 | 0.013 | 9.0451 | 5.785
PI5816-561.1 | PI5816-561 | PI5816-255 | 30 | CIRC | 305.9775 | 0.013 | 20.2084 | 3.659 | PI5817-507.1 | PI5817-507 | PI5817-214 | 15 | CIRC | 293.0303 | 0.013 | 4.3271 | 3.212
PI5816-850.1 | PI5816-850 | PI5816-561 | 15 | CIRC | 289.1076 | 0.013 | 2.2097 | 3.657 | PI5817-763.1 | PI5817-763 | PI5817-507 | 15 | CIRC | 255.885 | 0.013 | 4.4406 | 3.324
PI5817-1072.1 | PI5817-1072 | PI5817-763 | 15 | CIRC | 308.4352 | 0.013 | 4.5524 | 3.381 | PI5818-210.1 | PI5818-210 | PI5800-7396 | 18 | CIRC | 210.0415 | 0.013 | 8.5869 | 3.349
PI5817-214.1 | PI5817-214 | PI5800-5299 | 15 | CIRC | 214.1835 | 0.013 | 9.493 | 5.978 | PI5900-458.1 | PI5900-458 | PI5900-108 | 12 | CIRC | 349.9824 | 0.013 | 0 | 0
PI5817-507.1 | PI5817-507 | PI5817-214 | 15 | CIRC | 293.0303 | 0.013 | 4.2536 | 3.193 | PI5900-777.1 | PI5900-777 | PI5900-458 | 12 | CIRC | 318.2952 | 0.013 | 0 | 0
PI5817-763.1 | PI5817-763 | PI5817-507 | 15 | CIRC | 255.885 | 0.013 | 4.3837 | 3.299 | PI6100-137.1 | PI6100-137 | CC0301-1608 | 24 | CIRC | 136.7443 | 0.013 | 19.307 | 5.231
PI5818-210.1 | PI5818-210 | PI5800-7396 | 18 | CIRC | 210.0415 | 0.013 | 8.2647 | 3.223 | PI6100-208.1 | PI6100-208 | PI6100-137 | 24 | CIRC | 70.9947 | 0.013 | 16.141 | 4.42
PI5900-0.1 | PI5900-0 | FICT01 | 18 | CIRC | 54.986 | 0.013 | 0.00164 | 0.001 | PI6200-1144.1 | PI6200-1144 | CC0600-0 | 66 | CIRC | 60 | 0.013 | 133.518 | 29.721
PI5900-108.1 | PI5900-108 | PI5900-0 | 24 | CIRC | 108.4153 | 0.013 | 18.7237 | 5.922 | PI6200-1805.1 | PI6200-1805 | PI6200-1144 | 66 | CIRC | 655 | 0.013 | 133.5173 | 5.634
PI5900-458.1 | PI5900-458 | PI5900-108 | 12 | CIRC | 349.9824 | 0.013 | -0.50505 | -0.629 | PI6300-71.1 | PI6300-71 | PI6300-0 | 12 | CIRC | 71.1059 | 0.013 | 6.0233 | 6.418
PI5900-777.1 | PI5900-777 | PI5900-458 | 12 | CIRC | 318.2952 | 0.013 | 0.00358 | -0.056 | PI6400-2043.1 | PI6400-2043 | PI6400-288 | 10 | CIRC | 1754.7611 | 0.013 | 1.5697 | 3.509
PI6100-137.1 | PI6100-137 | CC0301-1608 | 24 | CIRC | 136.7443 | 0.013 | 19.9105 | 5.402 | PI6400-2100.1 | PI6400-2100 | PI6400-2043 | 8 | CIRC | 57.187 | 0.013 | 2.5238 | 5.534
PI6100-208.1 | PI6100-208 | PI6100-137 | 24 | CIRC | 70.9947 | 0.013 | 16.5557 | 4.534 | PI6400-288.1 | PI6400-288 | PI6400-8 | 30 | CIRC | 279.9516 | 0.013 | -6.5932 | -1.233
PI6200-1144.1 | PI6200-1144 | CC0600-0 | 66 | CIRC | 60 | 0.013 | 108.7695 | 20.658 | PI6400-8.1 | PI6400-8 | CC0900-1366 | 30 | CIRC | 7 | 0.013 | -6.5931 | -1.228
PI6200-1805.1 | PI6200-1805 | PI6200-1144 | 66 | CIRC | 655 | 0.013 | 107.5826 | 7.193 | PI6500-1083.1 | PI6500-1083 | PI6500-323 | 72 | CIRC | 1309.2679 | 0.013 | 97.2231 | 5.025
PI6300-0.1 | PI6300-0 | PI6400-2100 | #N/A | #N/A | #N/A | #N/A | 2.9309 | 0 | PI6500-1693.1 | PI6500-1693 | PI6500-1083 | 72 | CIRC | 1309.2679 | 0.013 | 89.7769 | 6.345
PI6300-71.1 | PI6300-71 | PI6300-0 | 12 | CIRC | 71.1059 | 0.013 | 6.3549 | 6.47 | PI6500-2003.1 | PI6500-2003 | PI6500-1693 | 72 | CIRC | 309.9825 | 0.013 | 88.6235 | 5.508
PI6400-2043.1 | PI6400-2043 | PI6400-288 | 10 | CIRC | 1754.7611 | 0.013 | 1.7716 | 4.106 | PI6500-2454.1 | PI6500-2454 | PI6500-2003 | 72 | CIRC | 450.7162 | 0.013 | 88.107 | 5.692
PI6400-2100.1 | PI6400-2100 | PI6400-2043 | 8 | CIRC | 57.187 | 0.013 | 2.5203 | 5.532 | PI6500-278.1 | PI6500-278 | CC0900-2772 | 48 | CIRC | 260 | 0.013 | 106.1526 | 8.073
PI6400-288.1 | PI6400-288 | PI6400-8 | 30 | CIRC | 279.9516 | 0.013 | -12.4846 | -2.329 | PI6500-2876.1 | PI6500-2876 | PI6500-2454 | 72 | CIRC | 422.4325 | 0.013 | 88.2739 | 4.66
PI6400-8.1 | PI6400-8 | CC0900-1366 | 30 | CIRC | 7 | 0.013 | -12.4847 | -2.315 | PI6500-3059.1 | PI6500-3059 | PI6500-2876 | 72 | CIRC | 182.6156 | 0.013 | 78.9344 | 4.032
PI6500-1083.1 | PI6500-1083 | PI6500-323 | 72 | CIRC | 1309.2679 | 0.013 | 99.187 | 5.029 | PI6500-3260.1 | PI6500-3260 | PI6500-3059 | 72 | CIRC | 200.983 | 0.013 | 78.3034 | 4.486
PI6500-1693.1 | PI6500-1693 | PI6500-1083 | 72 | CIRC | 1309.2679 | 0.013 | 90.1413 | 6.404 | PI6500-3592.1 | PI6500-3592 | PI6500-3260 | 72 | CIRC | 332.1597 | 0.013 | 79.8876 | 4.143
PI6500-2003.1 | PI6500-2003 | PI6500-1693 | 72 | CIRC | 309.9825 | 0.013 | 89.5003 | 5.413 | PI6500-3719.1 | PI6500-3719 | PI6500-3592 | 72 | CIRC | 126.8183 | 0.013 | 78.2421 | 4.343
PI6500-2454.1 | PI6500-2454 | PI6500-2003 | 72 | CIRC | 450.7162 | 0.013 | 89.1284 | 5.639 | PI6500-4097.1 | PI6500-4097 | PI6500-3719 | 72 | CIRC | 377.6362 | 0.013 | 77.1239 | 4.003
PI6500-278.1 | PI6500-278 | CC0900-2772 | 48 | CIRC | 260 | 0.013 | 107.4409 | 8.131 | PI650101-54.1 | PI650101-54 | PI6501-693 | 12 | CIRC | 53.8021 | 0.013 | 5.3198 | 4.991
PI6500-2876.1 | PI6500-2876 | PI6500-2454 | 72 | CIRC | 422.4325 | 0.013 | 89.3927 | 4.646 | PI650102-313.1 | PI650102-313 | PI6501-295 | 15 | CIRC | 312.9855 | 0.013 | 4.4385 | 2.907
PI6500-3059.1 | PI6500-3059 | PI6500-2876 | 72 | CIRC | 182.6156 | 0.013 | 79.8036 | 4.021 | PI6501-1075.1 | PI6501-1075 | PI6501-693 | 18 | CIRC | 381.66 | 0.013 | -2.4525 | -1.734
PI6500-323.1 | PI6500-323 | PI6500-278 | #N/A | #N/A | #N/A | #N/A | 89.6366 | 0 | PI6501-1141.1 | PI6501-1141 | PI6501-1075 | 15 | CIRC | 65.8264 | 0.013 | -0.06653 | -0.932
PI6500-3260.1 | PI6500-3260 | PI6500-3059 | 72 | CIRC | 200.983 | 0.013 | 79.169 | 4.462 | PI6501-295.1 | PI6501-295 | PI6501-45 | 30 | CIRC | 250.2628 | 0.013 | 10.0858 | 3.235
PI6500-3592.1 | PI6500-3592 | PI6500-3260 | 72 | CIRC | 332.1597 | 0.013 | 80.8477 | 4.134 | PI6501-45.1 | PI6501-45 | PI6500-1693 | 30 | CIRC | 44.9968 | 0.013 | 9.9908 | 8.718
PI6500-3719.1 | PI6500-3719 | PI6500-3592 | 72 | CIRC | 126.8183 | 0.013 | 78.9893 | 4.324 | PI6501-693.1 | PI6501-693 | PI6501-295 | 18 | CIRC | 398.0625 | 0.013 | 4.4331 | 2.77
PI6500-4097.1 | PI6500-4097 | PI6500-3719 | 72 | CIRC | 377.6362 | 0.013 | 77.5962 | 3.985 | PI650201-45.1 | PI650201-45 | PI6502-353 | 12 | CIRC | 44.8908 | 0.013 | 6.137 | 6.091
PI650101-54.1 | PI650101-54 | PI6501-693 | 12 | CIRC | 53.8021 | 0.013 | 5.5069 | 5.147 | PI6502-10.1 | PI6502-10 | PI6500-2003 | 30 | CIRC | 10.1836 | 0.013 | 8.0762 | 5.83
PI650102-313.1 | PI650102-313 | PI6501-295 | 15 | CIRC | 312.9855 | 0.013 | 4.6308 | 3.058 | PI6502-1267.1 | PI6502-1267 | PI6502-884 | 30 | CIRC | 383.5966 | 0.013 | -4.0617 | -1.41
PI6501-1075.1 | PI6501-1075 | PI6501-693 | 18 | CIRC | 381.66 | 0.013 | -1.6375 | -1.859 | PI6502-1869.1 | PI6502-1869 | PI6502-1267 | 30 | CIRC | 601.9506 | 0.013 | -0.15237 | -0.812
PI6501-1141.1 | PI6501-1141 | PI6501-1075 | 15 | CIRC | 65.8264 | 0.013 | -0.08028 | -0.949 | PI6502-353.1 | PI6502-353 | PI6502-10 | 30 | CIRC | 342.9832 | 0.013 | 6.3656 | 2.18
PI6501-295.1 | PI6501-295 | PI6501-45 | 30 | CIRC | 250.2628 | 0.013 | 10.0817 | 3.218 | PI6502-884.1 | PI6502-884 | PI6502-353 | 30 | CIRC | 530.3419 | 0.013 | -6.4098 | -2.942
PI6501-45.1 | PI6501-45 | PI6500-1693 | 30 | CIRC | 44.9968 | 0.013 | 10.0149 | 8.413 | PI650301-271.1 | PI650301-271 | PI6503-902 | 21 | CIRC | 270.9137 | 0.013 | 4.0298 | 2.327
PI6501-693.1 | PI6501-693 | PI6501-295 | 18 | CIRC | 398.0625 | 0.013 | 4.9288 | 2.911 | PI650301-370.1 | PI650301-370 | PI650301-271 | 21 | CIRC | 99.4913 | 0.013 | 4.0275 | 1.592
PI650201-45.1 | PI650201-45 | PI6502-353 | 12 | CIRC | 44.8908 | 0.013 | 6.1619 | 6.262 | PI650301-572.1 | PI650301-572 | PI650301-370 | 21 | CIRC | 201.7787 | 0.013 | 4.0401 | 1.549
PI6502-10.1 | PI6502-10 | PI6500-2003 | 30 | CIRC | 10.1836 | 0.013 | 5.5769 | 6.445 | PI6503-1355.1 | PI6503-1355 | PI6503-902 | 42 | CIRC | 452.9268 | 0.013 | -32.7484 | -3.209
PI6502-1267.1 | PI6502-1267 | PI6502-884 | 30 | CIRC | 383.5966 | 0.013 | -2.4312 | -1.376 | PI6503-1598.1 | PI6503-1598 | PI6503-1355 | 42 | CIRC | 242.9799 | 0.013 | -11.5866 | 1.571
PI6502-1869.1 | PI6502-1869 | PI6502-1267 | 30 | CIRC | 601.9506 | 0.013 | -0.0013 | -0.014 | PI6503-280.1 | PI6503-280 | PI6503-43 | 42 | CIRC | 279.9274 | 0.013 | -25.5193 | 2.587
PI6502-353.1 | PI6502-353 | PI6502-10 | 30 | CIRC | 342.9832 | 0.013 | 4.0287 | 2.292 | PI6503-426.1 | PI6503-426 | PI6503-280 | 42 | CIRC | 146.5432 | 0.013 | -25.4955 | 8.938
PI6502-884.1 | PI6502-884 | PI6502-353 | 30 | CIRC | 530.3419 | 0.013 | -3.9817 | -2.588 | PI6503-43.1 | PI6503-43 | PI6500-2876 | 42 | CIRC | 279.9274 | 0.013 | -24.504 | -2.356
PI650301-271.1 | PI650301-271 | PI6503-902 | 21 | CIRC | 270.9137 | 0.013 | 4.298 | 2.327 | PI6503-842.1 | PI6503-842 | PI6503-426 | 42 | CIRC | 415.202 | 0.013 | -25.3489 | -2.545
PI650301-370.1 | PI650301-370 | PI650301-271 | 21 | CIRC | 99.4913 | 0.013 | 4.3265 | 1.599 | PI6503-902.1 | PI6503-902 | PI6503-842 | 42 | CIRC | 60.4928 | 0.013 | -25.2663 | -2.459
PI650301-572.1 | PI650301-572 | PI650301-370 | 21 | CIRC | 201.7787 | 0.013 | 4.3644 | 1.623 | PI6504-110.1 | PI6504-110 | PI6500-3719 | 18 | CIRC | 110.0638 | 0.013 | 6.3169 | 2.633
PI6503-1355.1 | PI6503-1355 | PI6503-902 | 42 | CIRC | 452.9268 | 0.013 | -31.7265 | -3.109 | PI6600-1421.1 | PI6600-1421 | PI6600-979 | 60 | CIRC | 442.3797 | 0.013 | 100.4189 | 4.875
PI6503-1598.1 | PI6503-1598 | PI6503-1355 | 42 | CIRC | 242.9799 | 0.013 | -11.0874 | 1.571 | PI6600-1567.1 | PI6600-1567 | PI6600-1421 | 60 | CIRC | 145.741 | 0.013 | 99.2186 | 4.815
PI6503-280.1 | PI6503-280 | PI6503-43 | 42 | CIRC | 279.9274 | 0.013 | -22.1902 | 2.598 | PI6600-1738.2 | PI6600-1738 | PI6600-1567 | 60 | CIRC | 170.8133 | 0.013 | 97.5882 | 4.736
PI6503-426.1 | PI6503-426 | PI6503-280 | 42 | CIRC | 146.5432 | 0.013 | -22.1628 | 9.116 | PI6600-2182.1 | PI6600-2182 | PI6600-1738 | 48 | CIRC | 443.6493 | 0.013 | 31.4629 | 2.359
PI6503-43.1 | PI6503-43 | PI6500-2876 | 42 | CIRC | 279.9274 | 0.013 | -21.1658 | -2.038 | PI6600-2362.1 | PI6600-2362 | PI6600-2182 | 48 | CIRC | 179.986 | 0.013 | 31.4532 | 2.331
PI6503-842.1 | PI6503-842 | PI6503-426 | 42 | CIRC | 415.202 | 0.013 | -21.9155 | -2.21 | PI6600-3027.1 | PI6600-3027 | PI6600-2362 | 36 | CIRC | 665.1295 | 0.013 | 29.2058 | 3.678
PI6503-902.1 | PI6503-902 | PI6503-842 | 42 | CIRC | 60.4928 | 0.013 | -21.897 | -2.132 | PI6600-3713.1 | PI6600-3713 | PI6600-3027 | 36 | CIRC | 686.6314 | 0.013 | 22.2331 | 2.818
PI6504-110.1 | PI6504-110 | PI6500-3719 | 18 | CIRC | 110.0638 | 0.013 | 6.3423 | 2.657 | PI6600-3748.1 | PI6600-3748 | PI6600-3713 | 30 | CIRC | 35.1049 | 0.013 | 22.2195 | 3.904
PI6600-1421.1 | PI6600-1421 | PI6600-979 | 60 | CIRC | 442.3797 | 0.013 | 101.4771 | 4.924 | PI6600-3881.1 | PI6600-3881 | PI6600-3748 | 30 | CIRC | 132.4648 | 0.013 | 22.3406 | 3.916
PI6600-1567.1 | PI6600-1567 | PI6600-1421 | 60 | CIRC | 145.741 | 0.013 | 97.2333 | 4.753 | PI6600-3895.1 | PI6600-3895 | PI6600-3881 | 30 | CIRC | 14.6132 | 0.013 | 23.292 | 4.083
PI6600-1738.2 | PI6600-1738 | PI6600-1567 | 60 | CIRC | 170.8133 | 0.013 | 95.6837 | 4.672 | PI6600-462.1 | PI6600-462 | PI6500-4097 | 72 | CIRC | 462.3659 | 0.013 | 78.9819 | 4.155
PI6600-2182.1 | PI6600-2182 | PI6600-1738 | 48 | CIRC | 443.6493 | 0.013 | 31.4142 | 2.356 | PI6600-4630.1 | PI6600-4630 | PI6600-3895 | 24 | CIRC | 734.3947 | 0.013 | 9.9019 | 2.609
PI6600-2362.1 | PI6600-2362 | PI6600-2182 | 48 | CIRC | 179.986 | 0.013 | 31.3976 | 2.328 | PI6600-4697.1 | PI6600-4697 | PI6600-4630 | 24 | CIRC | 67.3056 | 0.013 | 16.5971 | 6.613
PI6600-3027.1 | PI6600-3027 | PI6600-2362 | 36 | CIRC | 665.1295 | 0.013 | 29.6939 | 3.742 | PI6600-498.1 | PI6600-498 | PI6600-462 | 72 | CIRC | 35.9952 | 0.013 | 81.5258 | 3.928
PI6600-3713.1 | PI6600-3713 | PI6600-3027 | 36 | CIRC | 686.6314 | 0.013 | 22.0643 | 2.797 | PI6600-5019.1 | PI6600-5019 | PI6600-4697 | 24 | CIRC | 321.697 | 0.013 | 8.9072 | 3.255
PI6600-3748.1 | PI6600-3748 | PI6600-3713 | 30 | CIRC | 35.1049 | 0.013 | 22.0607 | 3.877 | PI6600-5304.1 | PI6600-5304 | PI6600-5019 | 24 | CIRC | 285.2783 | 0.013 | 10.9606 | 3.421
PI6600-3881.1 | PI6600-3881 | PI6600-3748 | 30 | CIRC | 132.4648 | 0.013 | 22.0729 | 3.872 | PI6600-5377.1 | PI6600-5377 | PI6600-5304 | 21 | CIRC | 72.6186 | 0.013 | 10.5214 | 3.586
PI6600-3895.1 | PI6600-3895 | PI6600-3881 | 30 | CIRC | 14.6132 | 0.013 | 20.6768 | 3.627 | PI6600-5582.1 | PI6600-5582 | PI6600-5377 | 21 | CIRC | 205.0973 | 0.013 | 7.8975 | 3.374
PI6600-462.1 | PI6600-462 | PI6500-4097 | 72 | CIRC | 462.3659 | 0.013 | 80.284 | 4.142 | PI6600-5660.1 | PI6600-5660 | PI6600-5582 | 21 | CIRC | 78.2964 | 0.013 | 9.6606 | 3.301
PI6600-4630.1 | PI6600-4630 | PI6600-3895 | 24 | CIRC | 734.3947 | 0.013 | 9.8717 | 2.601 | PI6600-5967.1 | PI6600-5967 | PI6600-5660 | 21 | CIRC | 306.5712 | 0.013 | 5.2425 | 2.98
PI6600-4697.1 | PI6600-4697 | PI6600-4630 | 24 | CIRC | 67.3056 | 0.013 | 16.6777 | 6.735 | PI6600-6190.1 | PI6600-6190 | PI6600-5967 | 18 | CIRC | 222.9126 | 0.013 | -3.6246 | -3.381
PI6600-498.1 | PI6600-498 | PI6600-462 | 72 | CIRC | 35.9952 | 0.013 | 81.9489 | 3.908 | PI6600-6507.1 | PI6600-6507 | PI6600-6190 | 18 | CIRC | 317.5416 | 0.013 | -1.0134 | -0.531
PI6600-5019.1 | PI6600-5019 | PI6600-4697 | 24 | CIRC | 321.697 | 0.013 | 9.1099 | 3.308 | PI6600-847.1 | PI6600-847 | PI6600-498 | 60 | CIRC | 348.1603 | 0.013 | 112.5433 | 5.463
PI6600-5304.1 | PI6600-5304 | PI6600-5019 | 24 | CIRC | 285.2783 | 0.013 | 10.9617 | 3.471 | PI6600-979.1 | PI6600-979 | PI6600-847 | 60 | CIRC | 132.4423 | 0.013 | 106.1944 | 5.153
PI6600-5377.1 | PI6600-5377 | PI6600-5304 | 21 | CIRC | 72.6186 | 0.013 | 10.5053 | 3.581 | PI660101-21.1 | PI660101-21 | PI6601-112 | 18 | CIRC | 20.9995 | 0.013 | 3.4758 | 1.553
PI6600-5582.1 | PI6600-5582 | PI6600-5377 | 21 | CIRC | 205.0973 | 0.013 | 7.9031 | 3.426 | PI660102-22.1 | PI660102-22 | PI6601-698 | 18 | CIRC | 21.6389 | 0.013 | 5.0899 | 2.488
PI6600-5660.1 | PI6600-5660 | PI6600-5582 | 21 | CIRC | 78.2964 | 0.013 | 9.6639 | 3.302 | PI6601-1014.1 | PI6601-1014 | PI6601-698 | 12 | CIRC | 421.7238 | 0.013 | 1.8602 | 2.281
PI6600-5967.1 | PI6600-5967 | PI6600-5660 | 21 | CIRC | 306.5712 | 0.013 | 5.2438 | 2.953 | PI6601-112.1 | PI6601-112 | PI6600-462 | 18 | CIRC | 111.6871 | 0.013 | -10.1164 | -4.512
PI6600-6190.1 | PI6600-6190 | PI6600-5967 | 18 | CIRC | 222.9126 | 0.013 | -4.3196 | -3.633 | PI6601-1120.1 | PI6601-1120 | PI6601-1014 | 12 | CIRC | 421.7238 | 0.013 | 0.87987 | 1.995
PI6600-6507.1 | PI6600-6507 | PI6600-6190 | 18 | CIRC | 317.5416 | 0.013 | -1.11 | -0.569 | PI6601-414.1 | PI6601-414 | PI6601-112 | 18 | CIRC | 302.3116 | 0.013 | -7.0621 | -3.332
PI6600-847.1 | PI6600-847 | PI6600-498 | 60 | CIRC | 348.1603 | 0.013 | 107.6465 | 5.24 | PI6601-698.1 | PI6601-698 | PI6601-414 | 18 | CIRC | 284.0124 | 0.013 | -5.3891 | -2.658
PI6600-979.1 | PI6600-979 | PI6600-847 | 60 | CIRC | 132.4423 | 0.013 | 106.2551 | 5.159 | PI6602-29.1 | PI6602-29 | PI6600-979 | 12 | CIRC | 28.8184 | 0.013 | 3.21 | 2.345
PI660101-21.1 | PI660101-21 | PI6601-112 | 18 | CIRC | 20.9995 | 0.013 | 3.3499 | 1.5 | PI6603-54.1 | PI6603-54 | PI6700-249 | 12 | CIRC | 253.2874 | 0.013 | 2.1046 | 2.911
PI660102-22.1 | PI660102-22 | PI6601-698 | 18 | CIRC | 21.6389 | 0.013 | 5.1344 | 2.512 | PI6603-54.2 | PI6603-54 | PI6600-979 | 12 | CIRC | 53.7467 | 0.013 | 5.6388 | 4.895
PI6601-1014.1 | PI6601-1014 | PI6601-698 | 12 | CIRC | 421.7238 | 0.013 | 1.7691 | 2.248 | PI6604-275.1 | PI6604-275 | PI6600-2362 | 36 | CIRC | 274.9791 | 0.013 | -10.9804 | 2.723
PI6601-112.1 | PI6601-112 | PI6600-462 | 18 | CIRC | 111.6871 | 0.013 | -9.7803 | -4.377 | PI6604-661.1 | PI6604-661 | PI6604-275 | 30 | CIRC | 385.916 | 0.013 | 6.059 | 1.092
PI6601-1120.1 | PI6601-1120 | PI6601-1014 | 12 | CIRC | 421.7238 | 0.013 | 0.99925 | 2.067 | PI660501-578.1 | PI660501-578 | PI6605-541 | 12 | CIRC | 578.1188 | 0.013 | 2.7531 | 2.584
PI6601-414.1 | PI6601-414 | PI6601-112 | 18 | CIRC | 302.3116 | 0.013 | -6.9854 | -3.299 | PI660501-641.1 | PI660501-641 | PI660501-578 | 12 | CIRC | 63 | 0.013 | 2.8619 | 2.548
PI6601-698.1 | PI6601-698 | PI6601-414 | 18 | CIRC | 284.0124 | 0.013 | -5.3864 | -2.657 | PI660502-302.1 | PI660502-302 | PI6605-771 | 12 | CIRC | 301.6637 | 0.013 | 3.055 | 2.379
PI6602-29.1 | PI6602-29 | PI6600-979 | 12 | CIRC | 28.8184 | 0.013 | 1.3697 | 1.03 | PI660503-283.1 | PI660503-283 | PI6605-1086 | 12 | CIRC | 283.4734 | 0.013 | 2.153 | 2.151
PI6603-54.1 | PI6603-54 | PI6700-249 | 12 | CIRC | 253.2874 | 0.013 | 2.2484 | 3.035 | PI6605-1086.1 | PI6605-1086 | PI6605-771 | 15 | CIRC | 315.1342 | 0.013 | 2.8771 | 3.926
PI6603-54.2 | PI6603-54 | PI6600-979 | 12 | CIRC | 53.7467 | 0.013 | 6.1701 | 5.332 | PI6605-1379.1 | PI6605-1379 | PI6605-1086 | 12 | CIRC | 292.7643 | 0.013 | 2.4112 | 2.321
PI6604-275.1 | PI6604-275 | PI6600-2362 | 36 | CIRC | 274.9791 | 0.013 | -9.3705 | 1.978 | PI6605-541.1 | PI6605-541 | PI6605-65 | 18 | CIRC | 476.4507 | 0.013 | 6.8756 | 4.775
PI6604-661.1 | PI6604-661 | PI6604-275 | 30 | CIRC | 385.916 | 0.013 | 6.5406 | 1.178 | PI6605-65.1 | PI6605-65 | PI6600-3895 | 18 | CIRC | 64.9439 | 0.013 | 8.322 | 3.344
PI660501-578.1 | PI660501-578 | PI6605-541 | 12 | CIRC | 578.1188 | 0.013 | 2.9015 | 2.585 | PI6605-771.1 | PI6605-771 | PI6605-541 | 15 | CIRC | 229.2834 | 0.013 | 4.8251 | 2.817
PI660501-641.1 | PI660501-641 | PI660501-578 | 12 | CIRC | 63 | 0.013 | 3.0299 | 2.548 | PI6606-106.1 | PI6606-106 | PI6600-5304 | 24 | CIRC | 106.2947 | 0.013 | 2.3971 | 0.722
PI660502-302.1 | PI660502-302 | PI6605-771 | 12 | CIRC | 301.6637 | 0.013 | 3.0134 | 2.344 | PI6607-40.1 | PI6607-40 | PI6600-5377 | 12 | CIRC | 40.083 | 0.013 | 2.008 | 1.544
PI660503-283.1 | PI660503-283 | PI6605-1086 | 12 | CIRC | 283.4734 | 0.013 | 2.1331 | 2.165 | PI6608-40.1 | PI6608-40 | PI6600-5967 | 12 | CIRC | 40.1817 | 0.013 | 5.0437 | 3.919
PI6605-1086.1 | PI6605-1086 | PI6605-771 | 15 | CIRC | 315.1342 | 0.013 | 2.8659 | 3.951 | PI6700-1018.1 | PI6700-1018 | PI6700-950 | 12 | CIRC | 68.7871 | 0.013 | 4.1004 | 4.473
PI6605-1379.1 | PI6605-1379 | PI6605-1086 | 12 | CIRC | 292.7643 | 0.013 | 2.4304 | 2.401 | PI6700-1185.1 | PI6700-1185 | PI6700-1018 | 12 | CIRC | 167.0234 | 0.013 | 3.1282 | 3.316
PI6605-541.1 | PI6605-541 | PI6605-65 | 18 | CIRC | 476.4507 | 0.013 | 6.8499 | 4.827 | PI6700-1353.1 | PI6700-1353 | PI6700-1185 | 12 | CIRC | 168.0759 | 0.013 | 2.4317 | -2.952
PI6605-65.1 | PI6605-65 | PI6600-3895 | 18 | CIRC | 64.9439 | 0.013 | 8.282 | 3.328 | PI6700-1398.1 | PI6700-1398 | PI6700-1353 | 12 | CIRC | 45.0313 | 0.013 | -10.6362 | -14.286
PI6605-771.1 | PI6605-771 | PI6605-541 | 15 | CIRC | 229.2834 | 0.013 | 4.8031 | 2.802 | PI6700-1398.2 | PI6700-1398 | PI6600-1738 | 36 | CIRC | 50.1938 | 0.013 | 31.9135 | 8.204
PI6606-106.1 | PI6606-106 | PI6600-5304 | 24 | CIRC | 106.2947 | 0.013 | 2.3893 | 0.722 | PI6700-249.1 | PI6700-249 | PI6700-29 | 12 | CIRC | 219.7726 | 0.013 | 2.6042 | 4.508
PI6607-40.1 | PI6607-40 | PI6600-5377 | 12 | CIRC | 40.083 | 0.013 | 2.0124 | 1.547 | PI6700-29.1 | PI6700-29 | PI6600-462 | 12 | CIRC | 28.9736 | 0.013 | -4.1924 | -3.126
PI6608-40.1 | PI6608-40 | PI6600-5967 | 12 | CIRC | 40.1817 | 0.013 | 5.0588 | 3.931 | PI6700-537.1 | PI6700-537 | PI6603-54 | 12 | CIRC | 34.8174 | 0.013 | 5.1912 | 5.214
PI6700-1018.1 | PI6700-1018 | PI6700-950 | 12 | CIRC | 68.7871 | 0.013 | 4.0662 | 4.439 | PI6700-580.1 | PI6700-580 | PI6700-537 | 12 | CIRC | 43.1144 | 0.013 | -6.8547 | -7.108
PI6700-1185.1 | PI6700-1185 | PI6700-1018 | 12 | CIRC | 167.0234 | 0.013 | 3.1572 | 3.344 | PI6700-609.1 | PI6700-609 | PI6700-580 | 12 | CIRC | 29.4292 | 0.013 | 3.0959 | 3.672
PI6700-1353.1 | PI6700-1353 | PI6700-1185 | 12 | CIRC | 168.0759 | 0.013 | 2.3924 | -2.781 | PI6700-810.1 | PI6700-810 | PI6700-609 | 12 | CIRC | 200.6086 | 0.013 | 3.1193 | 4.328
PI6700-1398.1 | PI6700-1398 | PI6700-1353 | 12 | CIRC | 45.0313 | 0.013 | -11.931 | -16.025 | PI6700-842.1 | PI6700-842 | PI6700-810 | 12 | CIRC | 32.2066 | 0.013 | 3.1376 | 3.905
PI6700-1398.2 | PI6700-1398 | PI6600-1738 | 36 | CIRC | 50.1938 | 0.013 | 32.9871 | 8.487 | PI6700-950.1 | PI6700-950 | PI6700-842 | 12 | CIRC | 107.3254 | 0.013 | 2.4714 | 3.493
PI6700-249.1 | PI6700-249 | PI6700-29 | 12 | CIRC | 219.7726 | 0.013 | 2.6357 | 5.248 | PI6800-1270.1 | PI6800-1270 | PI6800-992 | 27 | CIRC | 278.3607 | 0.013 | 18.4469 | 4.057
PI6700-29.1 | PI6700-29 | PI6600-462 | 12 | CIRC | 28.9736 | 0.013 | -3.5956 | -2.688 | PI6800-1462.1 | PI6800-1462 | PI6800-1270 | 27 | CIRC | 192.532 | 0.013 | 18.4538 | 4.73
PI6700-537.1 | PI6700-537 | PI6603-54 | 12 | CIRC | 34.8174 | 0.013 | 5.3585 | 5.332 | PI6800-1636.1 | PI6800-1636 | PI6800-1462 | 24 | CIRC | 173.9874 | 0.013 | 17.7878 | 4.764
PI6700-580.1 | PI6700-580 | PI6700-537 | 12 | CIRC | 43.1144 | 0.013 | -5.516 | -5.716 | PI6800-1684.1 | PI6800-1684 | PI6800-1636 | 24 | CIRC | 47.16 | 0.013 | 17.2311 | 4.596
PI6700-609.1 | PI6700-609 | PI6700-580 | 12 | CIRC | 29.4292 | 0.013 | 3.1799 | 3.751 | PI6800-1857.1 | PI6800-1857 | PI6800-1684 | 24 | CIRC | 173.1134 | 0.013 | 17.0073 | 5.059
PI6700-810.1 | PI6700-810 | PI6700-609 | 12 | CIRC | 200.6086 | 0.013 | 3.1833 | 4.328 | PI6800-2010.1 | PI6800-2010 | PI6800-1857 | 24 | CIRC | 153.6006 | 0.013 | 5.9694 | 2.545
PI6700-842.1 | PI6700-842 | PI6700-810 | 12 | CIRC | 32.2066 | 0.013 | 3.1864 | 3.905 | PI6800-2064.1 | PI6800-2064 | PI6800-2010 | 12 | CIRC | 53.5697 | 0.013 | 6.2394 | 4.645
PI6700-950.1 | PI6700-950 | PI6700-842 | 12 | CIRC | 107.3254 | 0.013 | 1.8969 | 3.493 | PI6800-235.1 | PI6800-235 | PI6700-1398 | 36 | CIRC | 184.9578 | 0.013 | 24.1299 | 3.823
PI6800-1270.1 | PI6800-1270 | PI6800-992 | 27 | CIRC | 278.3607 | 0.013 | 18.5423 | 4.104 | PI6800-272.1 | PI6800-272 | PI6800-235 | 36 | CIRC | 36.9331 | 0.013 | 24.0679 | 3.593
PI6800-1462.1 | PI6800-1462 | PI6800-1270 | 27 | CIRC | 192.532 | 0.013 | 18.5422 | 4.824 | PI6800-483.1 | PI6800-483 | PI6800-272 | 27 | CIRC | 211.2685 | 0.013 | 24.0195 | 5.427
PI6800-1636.1 | PI6800-1636 | PI6800-1462 | 24 | CIRC | 173.9874 | 0.013 | 17.8216 | 4.773 | PI6800-719.1 | PI6800-719 | PI6800-483 | 27 | CIRC | 235.5022 | 0.013 | 24.1215 | 5.361
PI6800-1684.1 | PI6800-1684 | PI6800-1636 | 24 | CIRC | 47.16 | 0.013 | 17.2483 | 4.601 | PI6800-992.1 | PI6800-992 | PI6800-719 | 27 | CIRC | 272.6838 | 0.013 | 22.5179 | 4.957
PI6800-1857.1 | PI6800-1857 | PI6800-1684 | 24 | CIRC | 173.1134 | 0.013 | 17.0182 | 5.166 | PI680101-76.1 | PI680101-76 | PI6801-762 | 12 | CIRC | 76.152 | 0.013 | 2.2065 | 6.63
PI6800-2010.1 | PI6800-2010 | PI6800-1857 | 24 | CIRC | 153.6006 | 0.013 | 5.9556 | 2.557 | PI680102-343.1 | PI680102-343 | PI680102-83 | 15 | CIRC | 259.9612 | 0.013 | 2.8302 | 1.754
PI6800-2064.1 | PI6800-2064 | PI6800-2010 | 12 | CIRC | 53.5697 | 0.013 | 6.2215 | 4.631 | PI680102-83.1 | PI680102-83 | PI6801-1062 | 18 | CIRC | 83.1198 | 0.013 | 2.4143 | 1.387
PI6800-235.1 | PI6800-235 | PI6700-1398 | 36 | CIRC | 184.9578 | 0.013 | 23.9362 | 3.909 | PI6801-1036.1 | PI6801-1036 | PI6801-994 | 12 | CIRC | 42.8127 | 0.013 | 5.1499 | 4.609
PI6800-272.1 | PI6800-272 | PI6800-235 | 36 | CIRC | 36.9331 | 0.013 | 23.8303 | 3.693 | PI6801-1062.1 | PI6801-1062 | PI6801-1036 | 21 | CIRC | 25.9516 | 0.013 | -7.8956 | -2.791
PI6800-483.1 | PI6800-483 | PI6800-272 | 27 | CIRC | 211.2685 | 0.013 | 23.804 | 5.373 | PI6801-1428.1 | PI6801-1428 | PI6801-1062 | 18 | CIRC | 365.648 | 0.013 | 4.9392 | 2.29
PI6800-719.1 | PI6800-719 | PI6800-483 | 27 | CIRC | 235.5022 | 0.013 | 23.9672 | 5.325 | PI6801-146.1 | PI6801-146 | PI6800-719 | 27 | CIRC | 146.0061 | 0.013 | 25.9071 | 5.781
PI6800-992.1 | PI6800-992 | PI6800-719 | 27 | CIRC | 272.6838 | 0.013 | 22.5428 | 4.963 | PI6801-1762.1 | PI6801-1762 | PI6801-1428 | 18 | CIRC | 334.026 | 0.013 | 5.6578 | 2.6
PI680101-76.1 | PI680101-76 | PI6801-762 | 12 | CIRC | 76.152 | 0.013 | 2.1591 | 6.766 | PI6801-1986.1 | PI6801-1986 | PI6801-1762 | 18 | CIRC | 224.1341 | 0.013 | 5.6585 | 2.592
PI680102-343.1 | PI680102-343 | PI680102-83 | 15 | CIRC | 259.9612 | 0.013 | 2.8412 | 1.761 | PI6801-395.1 | PI6801-395 | PI6801-146 | 27 | CIRC | 246.7081 | 0.013 | 16.0384 | 3.649
PI680102-83.1 | PI680102-83 | PI6801-1062 | 18 | CIRC | 83.1198 | 0.013 | 2.4973 | 1.387 | PI6801-582.1 | PI6801-582 | PI6801-395 | 24 | CIRC | 186.3654 | 0.013 | 14.7447 | 4.169
PI6801-1036.1 | PI6801-1036 | PI6801-994 | 12 | CIRC | 42.8127 | 0.013 | 5.0826 | 4.542 | PI6801-762.1 | PI6801-762 | PI6801-582 | 24 | CIRC | 179.9272 | 0.013 | 8.284 | 2.95
PI6801-1062.1 | PI6801-1062 | PI6801-1036 | 21 | CIRC | 25.9516 | 0.013 | -7.7995 | -2.758 | PI6801-838.1 | PI6801-838 | PI6801-762 | 12 | CIRC | 76.1515 | 0.013 | 7.8722 | 6.818
PI6801-1428.1 | PI6801-1428 | PI6801-1062 | 18 | CIRC | 365.648 | 0.013 | 4.9668 | 2.303 | PI6801-994.1 | PI6801-994 | PI6801-838 | 24 | CIRC | 155.9483 | 0.013 | -9.476 | -2.648
PI6801-146.1 | PI6801-146 | PI6800-719 | 27 | CIRC | 146.0061 | 0.013 | 24.7396 | 5.518 | PI6802-69.1 | PI6802-69 | PI6800-992 | 12 | CIRC | 69.117 | 0.013 | 4.6116 | 3.344
PI6801-1762.1 | PI6801-1762 | PI6801-1428 | 18 | CIRC | 334.026 | 0.013 | 5.644 | 2.596 | PI6803-67.1 | PI6803-67 | PI6800-1462 | 12 | CIRC | 66.8011 | 0.013 | 1.3624 | 1.107
PI6801-1986.1 | PI6801-1986 | PI6801-1762 | 18 | CIRC | 224.1341 | 0.013 | 5.6676 | 2.596 | PI6804-13.1 | PI6804-13 | PI6800-1857 | 12 | CIRC | 13.1259 | 0.013 | -3.4939 | -2.557
PI6801-395.1 | PI6801-395 | PI6801-146 | 27 | CIRC | 246.7081 | 0.013 | 15.7462 | 3.579 | PI6900-106.1 | PI6900-106 | PI6600-1738 | 42 | CIRC | 151.1303 | 0.013 | 47.0337 | 5.955
PI6801-582.1 | PI6801-582 | PI6801-395 | 24 | CIRC | 186.3654 | 0.013 | 14.6994 | 4.149 | PI6900-1162.1 | PI6900-1162 | PI6900-932 | 42 | CIRC | 230.0886 | 0.013 | 42.6833 | 4.247
PI6801-762.1 | PI6801-762 | PI6801-582 | 24 | CIRC | 179.9272 | 0.013 | 8.4308 | 2.951 | PI6900-1451.1 | PI6900-1451 | PI6900-1162 | 42 | CIRC | 289.0091 | 0.013 | 32.7734 | 3.167
PI6801-838.1 | PI6801-838 | PI6801-762 | 12 | CIRC | 76.1515 | 0.013 | 7.8275 | 6.695 | PI6900-1842.1 | PI6900-1842 | PI6900-1451 | 42 | CIRC | 390.9193 | 0.013 | 28.7255 | 2.759
PI6801-994.1 | PI6801-994 | PI6801-838 | 24 | CIRC | 155.9483 | 0.013 | -9.4666 | -2.645 | PI6900-2072.1 | PI6900-2072 | PI6900-1842 | 42 | CIRC | 229.6348 | 0.013 | 24.8789 | 2.398
PI6802-69.1 | PI6802-69 | PI6800-992 | 12 | CIRC | 69.117 | 0.013 | 4.5981 | 3.334 | PI6900-2575.1 | PI6900-2575 | PI6900-2072 | 42 | CIRC | 503.5772 | 0.013 | 20.9769 | 2.918
PI6803-67.1 | PI6803-67 | PI6800-1462 | 12 | CIRC | 66.8011 | 0.013 | 1.3753 | 1.128 | PI6900-2620.1 | PI6900-2620 | PI6900-2575 | 42 | CIRC | 44.9326 | 0.013 | 20.9651 | 3.107
PI6804-13.1 | PI6804-13 | PI6800-1857 | 12 | CIRC | 13.1259 | 0.013 | -3.506 | -2.566 | PI6900-2880.1 | PI6900-2880 | PI6900-2620 | 30 | CIRC | 260.1111 | 0.013 | 23.2415 | 4.334
PI6900-106.1 | PI6900-106 | PI6600-1738 | 42 | CIRC | 151.1303 | 0.013 | 47.1146 | 5.916 | PI6900-3190.1 | PI6900-3190 | PI6900-2880 | 30 | CIRC | 309.6435 | 0.013 | 15.6104 | 3.278
PI6900-1162.1 | PI6900-1162 | PI6900-932 | 42 | CIRC | 230.0886 | 0.013 | 42.7224 | 4.254 | PI6900-3413.1 | PI6900-3413 | PI6900-3190 | 27 | CIRC | 223.555 | 0.013 | 15.5815 | 5.212
PI6900-1451.1 | PI6900-1451 | PI6900-1162 | 42 | CIRC | 289.0091 | 0.013 | 29.8239 | 2.888 | PI6900-343.1 | PI6900-343 | PI6900-106 | 42 | CIRC | 826.0806 | 0.013 | 46.9593 | 4.661
PI6900-1842.1 | PI6900-1842 | PI6900-1451 | 42 | CIRC | 390.9193 | 0.013 | 27.0269 | 2.602 | PI6900-3591.1 | PI6900-3591 | PI6900-3413 | 12 | CIRC | 177.1093 | 0.013 | 4.7511 | 3.656
PI6900-2072.1 | PI6900-2072 | PI6900-1842 | 42 | CIRC | 229.6348 | 0.013 | 24.2924 | 2.345 | PI6900-4077.1 | PI6900-4077 | PI6900-3413 | 27 | CIRC | 486.7373 | 0.013 | 12.1716 | 2.703
PI6900-2575.1 | PI6900-2575 | PI6900-2072 | 42 | CIRC | 503.5772 | 0.013 | 20.6789 | 2.959 | PI6900-4326.1 | PI6900-4326 | PI6900-4077 | 24 | CIRC | 248.3644 | 0.013 | 3.1479 | 2.66
PI6900-2620.1 | PI6900-2620 | PI6900-2575 | 42 | CIRC | 44.9326 | 0.013 | 20.683 | 3.146 | PI6900-4393.1 | PI6900-4393 | PI6900-4326 | 24 | CIRC | 67.8525 | 0.013 | 3.0859 | 2.217
PI6900-2880.1 | PI6900-2880 | PI6900-2620 | 30 | CIRC | 260.1111 | 0.013 | 23.0198 | 4.368 | PI6900-4615.1 | PI6900-4615 | PI6900-4393 | 24 | CIRC | 221.5469 | 0.013 | 3.0504 | 2.44
PI6900-3190.1 | PI6900-3190 | PI6900-2880 | 30 | CIRC | 309.6435 | 0.013 | 14.6877 | 3.35 | PI6900-4866.1 | PI6900-4866 | PI6900-4615 | 12 | CIRC | 251.9129 | 0.013 | 3.065 | 4.131
PI6900-3413.1 | PI6900-3413 | PI6900-3190 | 27 | CIRC | 223.555 | 0.013 | 14.6591 | 5.195 | PI6900-5164.1 | PI6900-5164 | PI6900-4866 | 12 | CIRC | 298.8344 | 0.013 | 3.2514 | 3.727
PI6900-343.1 | PI6900-343 | PI6900-106 | 42 | CIRC | 826.0806 | 0.013 | 47.0314 | 4.666 | PI6900-932.1 | PI6900-932 | PI6900-343 | 42 | CIRC | 826.0806 | 0.013 | 46.6428 | 4.586
PI6900-3591.1 | PI6900-3591 | PI6900-3413 | 12 | CIRC | 177.1093 | 0.013 | 4.797 | 3.69 | PI6902-30.1 | PI6902-30 | PI6900-932 | 12 | CIRC | 29.9376 | 0.013 | 5.6079 | 4.081
PI6900-4077.1 | PI6900-4077 | PI6900-3413 | 27 | CIRC | 486.7373 | 0.013 | 11.8521 | 2.858 | PI6903-244.1 | PI6903-244 | PI6900-1162 | 18 | CIRC | 243.5116 | 0.013 | 11.7429 | 5.27
PI6900-4326.1 | PI6900-4326 | PI6900-4077 | 24 | CIRC | 248.3644 | 0.013 | -3.9532 | 2.873 | PI690401-148.1 | PI690401-148 | PI6904-284 | 12 | CIRC | 147.8527 | 0.013 | 4.7229 | 4.083
PI6900-4393.1 | PI6900-4393 | PI6900-4326 | 24 | CIRC | 67.8525 | 0.013 | -3.223 | 2.285 | PI690402-57.1 | PI690402-57 | PI6904-749 | 12 | CIRC | 56.5739 | 0.013 | 2.529 | 2.206
PI6900-4615.1 | PI6900-4615 | PI6900-4393 | 24 | CIRC | 221.5469 | 0.013 | 3.0664 | 2.492 | PI690403-1176.1 | PI690403-1176 | PI690403-902 | 18 | CIRC | 274.7019 | 0.013 | -1.5997 | -0.779
PI6900-4866.1 | PI6900-4866 | PI6900-4615 | 12 | CIRC | 251.9129 | 0.013 | 3.0945 | 4.129 | PI690403-144.1 | PI690403-144 | PI6904-769 | 18 | CIRC | 144.1235 | 0.013 | 5.1773 | 2.548
PI6900-5164.1 | PI6900-5164 | PI6900-4866 | 12 | CIRC | 298.8344 | 0.013 | 3.249 | 3.742 | PI690403-396.1 | PI690403-396 | PI690403-144 | 18 | CIRC | 252.2911 | 0.013 | 5.1792 | 2.531
PI6900-932.1 | PI6900-932 | PI6900-343 | 42 | CIRC | 826.0806 | 0.013 | 46.7384 | 4.593 | PI690403-902.1 | PI690403-902 | PI690403-396 | 18 | CIRC | 505.3174 | 0.013 | 4.429 | 2.86
PI6902-30.1 | PI6902-30 | PI6900-932 | 12 | CIRC | 29.9376 | 0.013 | 5.6087 | 4.038 | PI690404-541.1 | PI690404-541 | PI690403-902 | 12 | CIRC | 540.8103 | 0.013 | 2.5326 | 2.565
PI6903-244.1 | PI6903-244 | PI6900-1162 | 18 | CIRC | 243.5116 | 0.013 | 11.6656 | 5.252 | PI690405-31.1 | PI690405-31 | PI690403-396 | 12 | CIRC | 30.9977 | 0.013 | -5.1002 | -4.573
PI690401-148.1 | PI690401-148 | PI6904-284 | 12 | CIRC | 147.8527 | 0.013 | 4.6356 | 3.97 | PI690406-1044.1 | PI690406-1044 | PI690406-674 | 15 | CIRC | 370.3505 | 0.013 | 4.2622 | 3.065
PI690402-57.1 | PI690402-57 | PI6904-749 | 12 | CIRC | 56.5739 | 0.013 | 2.6193 | 2.285 | PI690406-1144.1 | PI690406-1144 | PI690406-1044 | 12 | CIRC | 100.3124 | 0.013 | 3.0127 | 3.331
PI690403-1176.1 | PI690403-1176 | PI690403-902 | 18 | CIRC | 274.7019 | 0.013 | -1.2793 | 0.718 | PI690406-141.1 | PI690406-141 | PI6904-896 | 18 | CIRC | 140.9009 | 0.013 | 8.6919 | 4.285
PI690403-144.1 | PI690403-144 | PI6904-769 | 18 | CIRC | 144.1235 | 0.013 | 5.3551 | 2.548 | PI690406-427.1 | PI690406-427 | PI690406-141 | 15 | CIRC | 286.4093 | 0.013 | 6.5585 | 4.496
PI690403-396.1 | PI690403-396 | PI690403-144 | 18 | CIRC | 252.2911 | 0.013 | 5.451 | 2.57 | PI690406-445.1 | PI690406-445 | PI690406-427 | 15 | CIRC | 17.9041 | 0.013 | 8.0395 | 7.23
PI690403-902.1 | PI690403-902 | PI690403-396 | 18 | CIRC | 505.3174 | 0.013 | 4.4322 | 2.832 | PI690406-674.1 | PI690406-674 | PI690406-445 | 15 | CIRC | 228.2988 | 0.013 | 4.1125 | 3.149
PI690404-541.1 | PI690404-541 | PI690403-902 | 12 | CIRC | 540.8103 | 0.013 | 2.4755 | 2.565 | PI690407-38.1 | PI690407-38 | PI6904-1315 | 12 | CIRC | 38.1361 | 0.013 | 2.859 | 2.807
PI690405-31.1 | PI690405-31 | PI690403-396 | 12 | CIRC | 30.9977 | 0.013 | -5.1008 | -4.573 | PI690407-78.1 | PI690407-78 | PI690407-38 | 12 | CIRC | 39.9965 | 0.013 | -3.3026 | -3.188
PI690406-1044.1 | PI690406-1044 | PI690406-674 | 15 | CIRC | 370.3505 | 0.013 | 4.259 | 3.06 | PI690408-102.1 | PI690408-102 | PI690408-62 | 12 | CIRC | 39.9965 | 0.013 | 3.5593 | 3.388
PI690406-1144.1 | PI690406-1144 | PI690406-1044 | 12 | CIRC | 100.3124 | 0.013 | 3.0063 | 3.325 | PI690408-62.1 | PI690408-62 | PI6904-1315 | 12 | CIRC | 62.3657 | 0.013 | -2.4905 | -2.415
PI690406-141.1 | PI690406-141 | PI6904-896 | 18 | CIRC | 140.9009 | 0.013 | 7.1684 | 3.483 | PI6904-1315.1 | PI6904-1315 | PI6904-896 | 15 | CIRC | 419.079 | 0.013 | 3.742 | 3.396
PI690406-427.1 | PI690406-427 | PI690406-141 | 15 | CIRC | 286.4093 | 0.013 | 6.4911 | 4.462 | PI6904-1498.1 | PI6904-1498 | PI6904-1315 | 15 | CIRC | 182.8908 | 0.013 | 3.7922 | 2.84
PI690406-445.1 | PI690406-445 | PI690406-427 | 15 | CIRC | 17.9041 | 0.013 | 8.0099 | 7.234 | PI6904-1696.1 | PI6904-1696 | PI6904-1498 | 12 | CIRC | 197.9883 | 0.013 | 2.1819 | 2.799
PI690406-674.1 | PI690406-674 | PI690406-445 | 15 | CIRC | 228.2988 | 0.013 | 4.105 | 3.143 | PI6904-1952.1 | PI6904-1952 | PI6904-1696 | 12 | CIRC | 255.98 | 0.013 | 2.1711 | 3.203
PI690407-38.1 | PI690407-38 | PI6904-1315 | 12 | CIRC | 38.1361 | 0.013 | 2.6856 | 2.632 | PI6904-2012.1 | PI6904-2012 | PI6904-1952 | 12 | CIRC | 59.9351 | 0.013 | -3.7321 | -3.807
PI690407-78.1 | PI690407-78 | PI690407-38 | 12 | CIRC | 39.9965 | 0.013 | -3.5704 | -3.464 | PI6904-2047.1 | PI6904-2047 | PI6904-2012 | 12 | CIRC | 35.9978 | 0.013 | 3.6722 | 3.692
PI690408-102.1 | PI690408-102 | PI690408-62 | 12 | CIRC | 39.9965 | 0.013 | 3.3648 | 3.191 | PI6904-284.1 | PI6904-284 | PI6904-30 | 24 | CIRC | 254.5704 | 0.013 | 28.593 | 8.247
PI690408-62.1 | PI690408-62 | PI6904-1315 | 12 | CIRC | 62.3657 | 0.013 | -2.2685 | -2.204 | PI6904-30.1 | PI6904-30 | PI6900-1162 | 24 | CIRC | 29.556 | 0.013 | 28.4235 | 21.729
PI6904-1315.1 | PI6904-1315 | PI6904-896 | 15 | CIRC | 419.079 | 0.013 | 3.7343 | 3.404 | PI6904-749.1 | PI6904-749 | PI6904-284 | 21 | CIRC | 464.8029 | 0.013 | 13.8063 | 5.129
PI6904-1498.1 | PI6904-1498 | PI6904-1315 | 15 | CIRC | 182.8908 | 0.013 | 3.7793 | 2.847 | PI6904-769.1 | PI6904-769 | PI6904-749 | 21 | CIRC | 20.1202 | 0.013 | 13.8642 | 5.131
PI6904-1696.1 | PI6904-1696 | PI6904-1498 | 12 | CIRC | 197.9883 | 0.013 | 2.1741 | 2.8 | PI6904-896.1 | PI6904-896 | PI6904-769 | 21 | CIRC | 126.578 | 0.013 | 10.9287 | 4.074
PI6904-1952.1 | PI6904-1952 | PI6904-1696 | 12 | CIRC | 255.98 | 0.013 | 2.1618 | 3.212 | PI6905-222.1 | PI6905-222 | PI6900-2620 | 15 | CIRC | 222.4249 | 0.013 | 4.2078 | 3.115
PI6904-2012.1 | PI6904-2012 | PI6904-1952 | 12 | CIRC | 59.9351 | 0.013 | -3.7189 | -3.795 | PI6905-266.1 | PI6905-266 | PI6905-222 | 12 | CIRC | 43.7196 | 0.013 | -3.656 | -3.09
PI6904-2047.1 | PI6904-2047 | PI6904-2012 | 12 | CIRC | 35.9978 | 0.013 | 3.6828 | 3.703 | PI6906-132.1 | PI6906-132 | PI6900-2880 | 12 | CIRC | 131.8922 | 0.013 | 1.6695 | 1.255
PI6904-284.1 | PI6904-284 | PI6904-30 | 24 | CIRC | 254.5704 | 0.013 | 28.6066 | 8.249 | PI6907-76.1 | PI6907-76 | PI6900-4077 | 12 | CIRC | 76.0686 | 0.013 | 6.4145 | 4.836
PI6904-30.1 | PI6904-30 | PI6900-1162 | 24 | CIRC | 29.556 | 0.013 | 28.4413 | 21.461 | PI7000-1783.1 | PI7000-1783 | PI7000-779 | 60 | CIRC | 1004.6452 | 0.013 | 69.2585 | 4.192
PI6904-749.1 | PI6904-749 | PI6904-284 | 21 | CIRC | 464.8029 | 0.013 | 13.5439 | 5.054 | PI7000-779.1 | PI7000-779 | CC0900-6429 | 72 | CIRC | 778.8491 | 0.013 | 103.5793 | 4.635
PI6904-769.1 | PI6904-769 | PI6904-749 | 21 | CIRC | 20.1202 | 0.013 | 13.454 | 5.001 | PI7100-208.1 | PI7100-208 | CC0901-356 | 18 | CIRC | 207.9938 | 0.013 | 8.0348 | 4.1
PI6904-896.1 | PI6904-896 | PI6904-769 | 21 | CIRC | 126.578 | 0.013 | 9.3938 | 3.53 | PI7300-249.1 | PI7300-249 | PI7300-0 | 21 | CIRC | 193.6086 | 0.013 | 8.1738 | 2.958
PI6905-222.1 | PI6905-222 | PI6900-2620 | 15 | CIRC | 222.4249 | 0.013 | 4.1351 | 3.229 | PI7400-85.1 | PI7400-85 | CC0901-1062 | 24 | CIRC | 85.147 | 0.013 | 8.9756 | 6.934
PI6905-266.1 | PI6905-266 | PI6905-222 | 12 | CIRC | 43.7196 | 0.013 | -3.5676 | -3.013 | PI7500-126.1 | PI7500-126 | CC0901-1113 | 30 | CIRC | 126.3237 | 0.013 | 24.9382 | 4.687
PI6906-132.1 | PI6906-132 | PI6900-2880 | 12 | CIRC | 131.8922 | 0.013 | 1.6648 | 1.294 | PI7500-246.1 | PI7500-246 | PI7500-126 | 30 | CIRC | 119.9911 | 0.013 | 24.945 | 4.672
PI6907-76.1 | PI6907-76 | PI6900-4077 | 12 | CIRC | 76.0686 | 0.013 | 6.468 | 4.877 | PI7600-36.1 | PI7600-36 | CC0901-1398 | 36 | CIRC | 24 | 0.013 | 12.9422 | 1.74
PI7000-1783.1 | PI7000-1783 | PI7000-779 | 60 | CIRC | 1004.6452 | 0.013 | 67.2013 | 3.434 | PI7600-428.1 | PI7600-428 | PI7600-36 | 21 | CIRC | 391.3898 | 0.013 | 14.1115 | 5.427
PI7000-779.1 | PI7000-779 | CC0900-6429 | 72 | CIRC | 778.8491 | 0.013 | 98.7078 | 3.59 | PI7700-10021.1 | PI7700-10021 | PI7700-9714 | 30 | CIRC | 307.4851 | 0.013 | 25.6901 | 7.93
PI7100-208.1 | PI7100-208 | CC0901-356 | 18 | CIRC | 207.9938 | 0.013 | 4.9717 | 2.521 | PI7700-10221.1 | PI7700-10221 | PI7700-10021 | 24 | CIRC | 199.9997 | 0.013 | 25.7021 | 7.775
PI7300-0.2 | PI7300-0 | CC0901-356 | #N/A | #N/A | #N/A | #N/A | 297.906 | 1.963 | PI7700-10478.1 | PI7700-10478 | PI7700-10221 | 24 | CIRC | 257.0859 | 0.013 | 26.6795 | 7.85
PI7300-249.1 | PI7300-249 | PI7300-0 | 21 | CIRC | 193.6086 | 0.013 | 8.1756 | 2.884 | PI7700-10545.1 | PI7700-10545 | PI7700-10567 | 24 | CIRC | 120.3487 | 0.013 | 11.5382 | 5.992
PI7400-85.1 | PI7400-85 | CC0901-1062 | 24 | CIRC | 85.147 | 0.013 | 8.9777 | 6.935 | PI7700-10545.2 | PI7700-10545 | PI7700-11383 | 12 | CIRC | 13.8842 | 0.013 | -2.4132 | -2.825
PI7500-126.1 | PI7500-126 | CC0901-1113 | 30 | CIRC | 126.3237 | 0.013 | 24.9425 | 4.647 | PI7700-10567.1 | PI7700-10567 | PI7700-10478 | 24 | CIRC | 88.6666 | 0.013 | 20.6075 | 6.909
PI7500-246.1 | PI7500-246 | PI7500-126 | 30 | CIRC | 119.9911 | 0.013 | 24.9491 | 4.633 | PI7700-10687.1 | PI7700-10687 | PI7700-10545 | 24 | CIRC | 142.3093 | 0.013 | 9.1981 | 2.984
PI7600-36.1 | PI7600-36 | CC0901-1398 | 36 | CIRC | 24 | 0.013 | 10.9632 | 1.463 | PI7700-10687.2 | PI7700-10687 | PI7700-11525 | 12 | CIRC | 338.9253 | 0.013 | 0.77218 | -1.272
PI7600-428.1 | PI7600-428 | PI7600-36 | 21 | CIRC | 391.3898 | 0.013 | 11.875 | 5.101 | PI7700-11022.1 | PI7700-11022 | PI7700-10687 | 12 | CIRC | 338.9253 | 0.013 | 3.4395 | 3.5
PI7700-10021.1 | PI7700-10021 | PI7700-9714 | 30 | CIRC | 307.4851 | 0.013 | 25.2045 | 7.819 | PI7700-11227.1 | PI7700-11227 | PI7700-11022 | 10 | CIRC | 205.1585 | 0.013 | -1.6148 | -2.493
PI7700-10221.1 | PI7700-10221 | PI7700-10021 | 24 | CIRC | 199.9997 | 0.013 | 25.2052 | 7.642 | PI7700-11383.1 | PI7700-11383 | PI7700-11525 | 15 | CIRC | 141.9617 | 0.013 | -2.4155 | -1.873
PI7700-10478.1 | PI7700-10478 | PI7700-10221 | 24 | CIRC | 257.0859 | 0.013 | 25.3476 | 7.484 | PI7700-11525.1 | PI7700-11525 | PI8011-339 | 12 | CIRC | 308.9692 | 0.013 | -2.8822 | -3.28
PI7700-10545.1 | PI7700-10545 | PI7700-10567 | 24 | CIRC | 120.3487 | 0.013 | 11.4587 | 6.057 | PI7700-1376.1 | PI7700-1376 | PI7700-433 | 48 | CIRC | 943.7841 | 0.013 | 86.2603 | 6.505
PI7700-10545.2 | PI7700-10545 | PI7700-11383 | 12 | CIRC | 13.8842 | 0.013 | -2.4039 | -2.818 | PI7700-1803.1 | PI7700-1803 | PI7700-1376 | 48 | CIRC | 426.803 | 0.013 | 77.2944 | 5.869
PI7700-10567.1 | PI7700-10567 | PI7700-10478 | 24 | CIRC | 88.6666 | 0.013 | 18.348 | 6.808 | PI7700-2261.1 | PI7700-2261 | PI7700-1803 | 48 | CIRC | 457.4988 | 0.013 | 76.1952 | 6.465
PI7700-10687.1 | PI7700-10687 | PI7700-10545 | 24 | CIRC | 142.3093 | 0.013 | 9.0778 | 2.979 | PI7700-2708.1 | PI7700-2708 | PI7700-2261 | 48 | CIRC | 447.7515 | 0.013 | 75.9218 | 6.986
PI7700-10687.2 | PI7700-10687 | PI7700-11525 | 12 | CIRC | 338.9253 | 0.013 | -0.49523 | -0.924 | PI7700-3152.1 | PI7700-3152 | PI7700-2708 | 48 | CIRC | 443.8066 | 0.013 | 72.6905 | 7.181
PI7700-11022.1 | PI7700-11022 | PI7700-10687 | 12 | CIRC | 338.9253 | 0.013 | 3.0149 | 3.247 | PI7700-3480.1 | PI7700-3480 | PI7700-3152 | 48 | CIRC | 328.1661 | 0.013 | 72.7048 | 7.297
PI7700-11227.1 | PI7700-11227 | PI7700-11022 | 10 | CIRC | 205.1585 | 0.013 | -1.534 | -2.375 | PI7700-3575.1 | PI7700-3575 | PI7700-3480 | 48 | CIRC | 94.687 | 0.013 | 72.7131 | 6.105
PI7700-11383.1 | PI7700-11383 | PI7700-11525 | 15 | CIRC | 141.9617 | 0.013 | -2.4046 | -1.867 | PI7700-3842.1 | PI7700-3842 | PI7700-3575 | 48 | CIRC | 267.0792 | 0.013 | 78.7076 | 6.03
PI7700-11525.1 | PI7700-11525 | PI8011-339 | 12 | CIRC | 308.9692 | 0.013 | -2.8826 | -3.289 | PI7700-3895.1 | PI7700-3895 | PI7700-3842 | 48 | CIRC | 52.5698 | 0.013 | 75.1539 | 5.906
PI7700-1376.1 | PI7700-1376 | PI7700-433 | 48 | CIRC | 943.7841 | 0.013 | 87.1953 | 6.585 | PI7700-4166.1 | PI7700-4166 | PI7700-3895 | 48 | CIRC | 271.0073 | 0.013 | 78.2885 | 6.499
PI7700-1803.1 | PI7700-1803 | PI7700-1376 | 48 | CIRC | 426.803 | 0.013 | 75.8021 | 5.746 | PI7700-4239.1 | PI7700-4239 | PI7700-4166 | 48 | CIRC | 73.3048 | 0.013 | 69.3952 | 6.072
PI7700-2261.1 | PI7700-2261 | PI7700-1803 | 48 | CIRC | 457.4988 | 0.013 | 74.5911 | 6.431 | PI7700-433.1 | PI7700-433 | PI7700-98 | 48 | CIRC | 334.979 | 0.013 | 86.144 | 6.546
PI7700-2708.1 | PI7700-2708 | PI7700-2261 | 48 | CIRC | 447.7515 | 0.013 | 74.2878 | 6.983 | PI7700-4519.1 | PI7700-4519 | PI7700-4239 | 48 | CIRC | 279.9547 | 0.013 | 63.4954 | 6.526
PI7700-3152.1 | PI7700-3152 | PI7700-2708 | 48 | CIRC | 443.8066 | 0.013 | 71.5675 | 7.158 | PI7700-4822.1 | PI7700-4822 | PI7700-4519 | 48 | CIRC | 302.5848 | 0.013 | 61.5612 | 6.827
PI7700-3480.1 | PI7700-3480 | PI7700-3152 | 48 | CIRC | 328.1661 | 0.013 | 71.552 | 7.289 | PI7700-53.1 | PI7700-53 | CC0901-3175 | 54 | CIRC | 53.4416 | 0.013 | 174.6445 | 18.083
PI7700-3575.1 | PI7700-3575 | PI7700-3480 | 48 | CIRC | 94.687 | 0.013 | 71.5502 | 6.096 | PI7700-5454.1 | PI7700-5454 | PI7700-4822 | 48 | CIRC | 632.6333 | 0.013 | 58.1896 | 6.245
PI7700-3842.1 | PI7700-3842 | PI7700-3575 | 48 | CIRC | 267.0792 | 0.013 | 80.432 | 6.101 | PI7700-5971.1 | PI7700-5971 | PI7700-5454 | 48 | CIRC | 516.9988 | 0.013 | 51.1448 | 5.971
PI7700-3895.1 | PI7700-3895 | PI7700-3842 | 48 | CIRC | 52.5698 | 0.013 | 78.6399 | 5.964 | PI7700-6450.1 | PI7700-6450 | PI7700-5971 | 48 | CIRC | 29.9857 | 0.013 | 51.2052 | 4.14
PI7700-4166.1 | PI7700-4166 | PI7700-3895 | 48 | CIRC | 271.0073 | 0.013 | 77.1835 | 6.517 | PI7700-6606.1 | PI7700-6606 | PI7700-6450 | 39 | CIRC | 150.132 | 0.013 | 51.2309 | 5.948
PI7700-4239.1 | PI7700-4239 | PI7700-4166 | 48 | CIRC | 73.3048 | 0.013 | 68.1056 | 6.088 | PI7700-6860.1 | PI7700-6860 | PI7700-6606 | 39 | CIRC | 150.132 | 0.013 | 51.2608 | 5.966
PI7700-433.1 | PI7700-433 | PI7700-98 | 48 | CIRC | 334.979 | 0.013 | 86.9291 | 6.618 | PI7700-7099.1 | PI7700-7099 | PI7700-6860 | 39 | CIRC | 239.0468 | 0.013 | 41.0532 | 6.511
PI7700-4519.1 | PI7700-4519 | PI7700-4239 | 48 | CIRC | 279.9547 | 0.013 | 62.8315 | 6.534 | PI7700-7323.1 | PI7700-7323 | PI7700-7099 | 36 | CIRC | 223.9796 | 0.013 | 41.1463 | 6.52
PI7700-4822.1 | PI7700-4822 | PI7700-4519 | 48 | CIRC | 302.5848 | 0.013 | 60.9343 | 6.834 | PI7700-7335.1 | PI7700-7335 | PI8000-2131 | 12 | CIRC | 15.0077 | 0.013 | 2.3328 | 2.181
PI7700-53.1 | PI7700-53 | CC0901-3175 | 54 | CIRC | 53.4416 | 0.013 | 170.1542 | 18.075 | PI7700-7624.1 | PI7700-7624 | PI7700-7323 | 36 | CIRC | 300.9061 | 0.013 | 41.3099 | 6.822
PI7700-5454.1 | PI7700-5454 | PI7700-4822 | 48 | CIRC | 632.6333 | 0.013 | 57.8797 | 6.245 | PI7700-8021.1 | PI7700-8021 | PI7700-7624 | 36 | CIRC | 396.8894 | 0.013 | 34.645 | 5.02
PI7700-5971.1 | PI7700-5971 | PI7700-5454 | 48 | CIRC | 516.9988 | 0.013 | 50.5644 | 5.944 | PI7700-8427.1 | PI7700-8427 | PI7700-8021 | 36 | CIRC | 405.3352 | 0.013 | 26.1081 | 4.651
PI7700-6450.1 | PI7700-6450 | PI7700-5971 | 48 | CIRC | 29.9857 | 0.013 | 50.611 | 4.105 | PI7700-8756.1 | PI7700-8756 | PI7700-8427 | 36 | CIRC | 329.2928 | 0.013 | 27.3619 | 6.261
PI7700-6606.1 | PI7700-6606 | PI7700-6450 | 39 | CIRC | 150.132 | 0.013 | 50.6306 | 5.882 | PI7700-8992.1 | PI7700-8992 | PI7700-8756 | 36 | CIRC | 235.8125 | 0.013 | 27.6136 | 6.178
PI7700-6860.1 | PI7700-6860 | PI7700-6606 | 39 | CIRC | 150.132 | 0.013 | 50.6566 | 5.908 | PI7700-9018.1 | PI7700-9018 | PI8000-3602 | 21 | CIRC | 222.9595 | 0.013 | -10.0772 | -3.921
PI7700-7099.1 | PI7700-7099 | PI7700-6860 | 39 | CIRC | 239.0468 | 0.013 | 40.3708 | 6.501 | PI7700-9018.2 | PI7700-9018 | PI7700-8992 | 30 | CIRC | 26.1217 | 0.013 | 23.0885 | 4.502
PI7700-7323.1 | PI7700-7323 | PI7700-7099 | 36 | CIRC | 223.9796 | 0.013 | 40.4474 | 6.523 | PI7700-9353.1 | PI7700-9353 | PI7700-9018 | 30 | CIRC | 335.5186 | 0.013 | 26.1569 | 5.523
PI7700-7335.1 | PI7700-7335 | PI8000-2131 | 12 | CIRC | 15.0077 | 0.013 | 2.3991 | 2.249 | PI7700-9541.1 | PI7700-9541 | PI7700-9353 | 30 | CIRC | 187.4781 | 0.013 | 25.5413 | 5.047
PI7700-7624.1 | PI7700-7624 | PI7700-7323 | 36 | CIRC | 300.9061 | 0.013 | 40.6148 | 6.828 | PI7700-9714.1 | PI7700-9714 | PI7700-9541 | 30 | CIRC | 173.0484 | 0.013 | 25.6106 | 7.026
PI7700-8021.1 | PI7700-8021 | PI7700-7624 | 36 | CIRC | 396.8894 | 0.013 | 34.6194 | 5.031 | PI7700-98.1 | PI7700-98 | PI7700-53 | 48 | CIRC | 44.1384 | 0.013 | 110.5862 | 8.441
PI7700-8427.1 | PI7700-8427 | PI7700-8021 | 36 | CIRC | 405.3352 | 0.013 | 25.6996 | 4.631 | PI7701-595.1 | PI7701-595 | PI7700-53 | 54 | CIRC | 595.3398 | 0.013 | 35.8111 | 8.938
PI7700-8756.1 | PI7700-8756 | PI7700-8427 | 36 | CIRC | 329.2928 | 0.013 | 26.7276 | 6.246 | PI7701-660.1 | PI7701-660 | PI7701-595 | 54 | CIRC | 64.2195 | 0.013 | 35.7021 | 7.564
PI7700-8992.1 | PI7700-8992 | PI7700-8756 | 36 | CIRC | 235.8125 | 0.013 | 26.9667 | 6.16 | PI7701-807.1 | PI7701-807 | PI7701-660 | 54 | CIRC | 147.4725 | 0.013 | 35.7086 | 8.612
PI7700-9018.1 | PI7700-9018 | PI8000-3602 | 21 | CIRC | 222.9595 | 0.013 | -9.8089 | -3.822 | PI7701-860.1 | PI7701-860 | PI7701-807 | 12 | CIRC | 52.8095 | 0.013 | 6.8795 | 7.656
PI7700-9018.2 | PI7700-9018 | PI7700-8992 | 30 | CIRC | 26.1217 | 0.013 | 23.2072 | 4.532 | PI7702-47.1 | PI7702-47 | PI7700-3575 | 12 | CIRC | 46.7557 | 0.013 | 1.9333 | 1.78
PI7700-9353.1 | PI7700-9353 | PI7700-9018 | 30 | CIRC | 335.5186 | 0.013 | 26.2616 | 5.498 | PI7703-18.1 | PI7703-18 | PI7700-4166 | 18 | CIRC | 18.1063 | 0.013 | 2.921 | 1.384
PI7700-9541.1 | PI7700-9541 | PI7700-9353 | 30 | CIRC | 187.4781 | 0.013 | 25.5813 | 5.033 | PI7703-526.1 | PI7703-526 | PI7703-18 | 18 | CIRC | 507.6798 | 0.013 | 2.9327 | 4.261
PI7700-9714.1 | PI7700-9714 | PI7700-9541 | 30 | CIRC | 173.0484 | 0.013 | 25.5759 | 7.012 | PI7703-577.1 | PI7703-577 | PI7703-526 | 18 | CIRC | 51.4744 | 0.013 | 2.9372 | 3.786
PI7700-98.1 | PI7700-98 | PI7700-53 | 48 | CIRC | 44.1384 | 0.013 | 101.9863 | 7.768 | PI7704-21.1 | PI7704-21 | PI7700-4239 | 10 | CIRC | 20.8937 | 0.013 | 3.1153 | 3.452
PI7701-595.1 | PI7701-595 | PI7700-53 | 54 | CIRC | 595.3398 | 0.013 | 35.2506 | 8.687 | PI7705-30.1 | PI7705-30 | PI7700-4239 | 10 | CIRC | 29.9383 | 0.013 | 2.7438 | 3.015
PI7701-660.1 | PI7701-660 | PI7701-595 | 54 | CIRC | 64.2195 | 0.013 | 35.1531 | 7.499 | PI7706-47.1 | PI7706-47 | PI7700-4519 | 6 | CIRC | 46.7077 | 0.013 | 1.8116 | 2.9
PI7701-807.1 | PI7701-807 | PI7701-660 | 54 | CIRC | 147.4725 | 0.013 | 35.163 | 8.58 | PI7707-60.1 | PI7707-60 | PI7700-4519 | 6 | CIRC | 59.7732 | 0.013 | 1.5701 | 2.765
PI7701-860.1 | PI7701-860 | PI7701-807 | 12 | CIRC | 52.8095 | 0.013 | 6.8947 | 7.668 | PI7708-50.1 | PI7708-50 | PI7700-4822 | 12 | CIRC | 49.7864 | 0.013 | 7.8534 | 6.488
PI7702-47.1 | PI7702-47 | PI7700-3575 | 12 | CIRC | 46.7557 | 0.013 | 2.2858 | 2.107 | PI7709-46.1 | PI7709-46 | PI7700-5454 | 12 | CIRC | 46.4659 | 0.013 | 2.1646 | 1.974
PI7703-18.1 | PI7703-18 | PI7700-4166 | 18 | CIRC | 18.1063 | 0.013 | 2.9075 | 1.339 | PI7710-473.1 | PI7710-473 | PI7700-5454 | 18 | CIRC | 473.267 | 0.013 | 8.4779 | 4.169
PI7703-526.1 | PI7703-526 | PI7703-18 | 18 | CIRC | 507.6798 | 0.013 | 2.926 | 3.615 | PI7710-524.1 | PI7710-524 | PI7710-473 | 15 | CIRC | 50.2621 | 0.013 | 8.4969 | 5.462
PI7703-577.1 | PI7703-577 | PI7703-526 | 18 | CIRC | 51.4744 | 0.013 | 2.9349 | 3.678 | PI7710-634.1 | PI7710-634 | PI7710-524 | 15 | CIRC | 109.9945 | 0.013 | 8.6566 | 5.149
PI7704-21.1 | PI7704-21 | PI7700-4239 | 10 | CIRC | 20.8937 | 0.013 | 3.1117 | 3.448 | PI7710-675.1 | PI7710-675 | PI7710-634 | 12 | CIRC | 40.9964 | 0.013 | 7.1233 | 10.36
PI7705-30.1 | PI7705-30 | PI7700-4239 | 10 | CIRC | 29.9383 | 0.013 | 2.7813 | 3.056 | PI7711-415.1 | PI7711-415 | PI7700-6860 | 10 | CIRC | 414.8574 | 0.013 | 2.2858 | 2.902
PI7706-47.1 | PI7706-47 | PI7700-4519 | 6 | CIRC | 46.7077 | 0.013 | 1.8158 | 2.908 | PI7711-442.1 | PI7711-442 | PI7711-415 | 12 | CIRC | 26.8202 | 0.013 | 1.6724 | 3.027
PI7707-60.1 | PI7707-60 | PI7700-4519 | 6 | CIRC | 59.7732 | 0.013 | 1.5733 | 2.596 | PI7712-20.1 | PI7712-20 | PI7700-6860 | 10 | CIRC | 20.2823 | 0.013 | 8.4224 | 9.039
PI7708-50.1 | PI7708-50 | PI7700-4822 | 12 | CIRC | 49.7864 | 0.013 | 7.9319 | 6.555 | PI7712-20.2 | PI7712-20 | PI8000-1386 | 27 | CIRC | 260.0237 | 0.013 | 15.0437 | 4.932
PI7709-46.1 | PI7709-46 | PI7700-5454 | 12 | CIRC | 46.4659 | 0.013 | 2.1638 | 1.962 | PI7713-152.1 | PI7713-152 | PI7700-7335 | 12 | CIRC | 152.0938 | 0.013 | 2.5847 | 2.874
PI7710-473.1 | PI7710-473 | PI7700-5454 | 18 | CIRC | 473.267 | 0.013 | 8.4885 | 4.175 | PI7714-20.1 | PI7714-20 | PI7700-7624 | 12 | CIRC | 20.243 | 0.013 | 8.5431 | 8.788
PI7710-524.1 | PI7710-524 | PI7710-473 | 15 | CIRC | 50.2621 | 0.013 | 8.5057 | 5.468 | PI7715-1154.1 | PI7715-1154 | PI7715-609 | 12 | CIRC | 543 | 0.013 | 2.6545 | 2.739
PI7710-634.1 | PI7710-634 | PI7710-524 | 15 | CIRC | 109.9945 | 0.013 | 8.6759 | 5.156 | PI7715-515.1 | PI7715-515 | PI7700-8021 | 18 | CIRC | 609.0679 | 0.013 | 7.5902 | 3.704
PI7710-675.1 | PI7710-675 | PI7710-634 | 12 | CIRC | 40.9964 | 0.013 | 7.1341 | 10.388 | PI7715-609.1 | PI7715-609 | PI7715-515 | 12 | CIRC | 94 | 0.013 | 5.7035 | 6.521
PI7711-415.1 | PI7711-415 | PI7700-6860 | 10 | CIRC | 414.8574 | 0.013 | 2.24 | 2.858 | PI7716-213.1 | PI7716-213 | PI7700-8992 | 36 | CIRC | 213.4197 | 0.013 | 4.1971 | 2.141
PI7711-442.1 | PI7711-442 | PI7711-415 | 12 | CIRC | 26.8202 | 0.013 | 1.5055 | 2.955 | PI7717-63.1 | PI7717-63 | PI7700-10687 | 12 | CIRC | 63.0696 | 0.013 | 5.8896 | 5.969
PI7712-20.1 | PI7712-20 | PI7700-6860 | 10 | CIRC | 20.2823 | 0.013 | 8.4258 | 9.021 | PI7800-10303.1 | PI7800-10303 | PI7800-9775 | 15 | CIRC | 527.2077 | 0.013 | 3.1059 | 2.951
PI7712-20.2 | PI7712-20 | PI8000-1386 | 27 | CIRC | 260.0237 | 0.013 | 15.1781 | 4.938 | PI7800-10387.1 | PI7800-10387 | PI7800-10303 | 15 | CIRC | 84.3372 | 0.013 | 3.1129 | 2.942
PI7713-152.1 | PI7713-152 | PI7700-7335 | 12 | CIRC | 152.0938 | 0.013 | 2.6537 | 2.873 | PI7800-1054.1 | PI7800-1054 | PI7800-861 | 54 | CIRC | 186 | 0.013 | 85.648 | 5.104
PI7714-20.1 | PI7714-20 | PI7700-7624 | 12 | CIRC | 20.243 | 0.013 | 8.5954 | 8.877 | PI7800-10569.1 | PI7800-10569 | PI7800-10387 | 15 | CIRC | 182.522 | 0.013 | 2.9655 | 2.865
PI7715-1154.1 | PI7715-1154 | PI7715-609 | 12 | CIRC | 543 | 0.013 | 2.6647 | 2.75 | PI7800-10835.1 | PI7800-10835 | PI7800-10569 | 15 | CIRC | 265.8146 | 0.013 | 2.9734 | 2.954
PI7715-515.1 | PI7715-515 | PI7700-8021 | 18 | CIRC | 609.0679 | 0.013 | 7.5173 | 3.668 | PI7800-10997.1 | PI7800-10997 | PI7800-10835 | 15 | CIRC | 162.1199 | 0.013 | 1.9637 | 2.566
PI7715-609.1 | PI7715-609 | PI7715-515 | 12 | CIRC | 94 | 0.013 | 5.7172 | 6.559 | PI7800-11095.1 | PI7800-11095 | PI7800-10997 | 12 | CIRC | 97.7163 | 0.013 | 2.0509 | 2.51
PI7716-213.1 | PI7716-213 | PI7700-8992 | 36 | CIRC | 213.4197 | 0.013 | 4.2315 | 2.261 | PI7800-1124.1 | PI7800-1124 | PI7800-1054 | 54 | CIRC | 78 | 0.013 | 85.6953 | 5.104
PI7717-63.1 | PI7717-63 | PI7700-10687 | 12 | CIRC | 63.0696 | 0.013 | 5.8211 | 5.937 | PI7800-11374.1 | PI7800-11374 | PI7800-11095 | 12 | CIRC | 278.6132 | 0.013 | 2.0073 | 2.548
PI7800-10303.1 | PI7800-10303 | PI7800-9775 | 15 | CIRC | 527.2077 | 0.013 | 3.3172 | 3.036 | PI7800-11578.1 | PI7800-11578 | PI7800-11374 | 12 | CIRC | 204.8392 | 0.013 | 2.6513 | 3.008
PI7800-10387.1 | PI7800-10387 | PI7800-10303 | 15 | CIRC | 84.3372 | 0.013 | 3.325 | 3.017 | PI7800-11982.1 | PI7800-11982 | PI7800-11578 | 12 | CIRC | 403.4139 | 0.013 | 2.3511 | 2.587
PI7800-1054.1 | PI7800-1054 | PI7800-861 | 54 | CIRC | 186 | 0.013 | 81.7806 | 4.872 | PI7800-12051.1 | PI7800-12051 | PI7800-11982 | 12 | CIRC | 68.7091 | 0.013 | 2.4109 | 2.652
PI7800-10569.1 | PI7800-10569 | PI7800-10387 | 15 | CIRC | 182.522 | 0.013 | 3.1794 | 2.994 | PI7800-1335.1 | PI7800-1335 | PI7800-1124 | 54 | CIRC | 243 | 0.013 | 79.9699 | 4.77
PI7800-10835.1 | PI7800-10835 | PI7800-10569 | 15 | CIRC | 265.8146 | 0.013 | 3.1919 | 3.054 | PI7800-144.1 | PI7800-144 | PI7800-76 | 54 | CIRC | 70 | 0.013 | 98.3994 | 5.888
PI7800-10997.1 | PI7800-10997 | PI7800-10835 | 15 | CIRC | 162.1199 | 0.013 | 2.0343 | 2.643 | PI7800-1454.1 | PI7800-1454 | PI7800-1335 | 54 | CIRC | 87 | 0.013 | 77.067 | 4.596
PI7800-11095.1 | PI7800-11095 | PI7800-10997 | 12 | CIRC | 97.7163 | 0.013 | 2.1402 | 2.611 | PI7800-167.1 | PI7800-167 | PI7800-144 | 54 | CIRC | 31 | 0.013 | 98.4277 | 2.942
PI7800-1124.1 | PI7800-1124 | PI7800-1054 | 54 | CIRC | 78 | 0.013 | 81.8223 | 4.873 | PI7800-1870.1 | PI7800-1870 | PI7800-1454 | 54 | CIRC | 418 | 0.013 | 77.1267 | 4.593
PI7800-11374.1 | PI7800-11374 | PI7800-11095 | 12 | CIRC | 278.6132 | 0.013 | 1.9848 | 2.606 | PI7800-1942.1 | PI7800-1942 | PI7800-1870 | 29 x 45 | Ellipse | 79 | 0.013 | 35.6441 | 3.058
PI7800-11578.1 | PI7800-11578 | PI7800-11374 | 12 | CIRC | 204.8392 | 0.013 | 2.6738 | 3.035 | PI7800-1987.1 | PI7800-1987 | PI7800-1870 | 29 x 45 | Ellipse | 126 | 0.013 | 45.4574 | 3.85
PI7800-11982.1 | PI7800-11982 | PI7800-11578 | 12 | CIRC | 403.4139 | 0.013 | 2.4658 | 2.658 | PI7800-1987.2 | PI7800-1987 | PI7800-1942 | 33 | CIRC | 55.3628 | 0.013 | 23.947 | 3.805
PI7800-12051.1 | PI7800-12051 | PI7800-11982 | 12 | CIRC | 68.7091 | 0.013 | 2.3607 | 2.598 | PI7800-2017.1 | PI7800-2017 | PI7800-1987 | 48 | CIRC | 95 | 0.013 | 64.3708 | 13.355
PI7800-1335.1 | PI7800-1335 | PI7800-1124 | 54 | CIRC | 243 | 0.013 | 79.9484 | 4.759 | PI7800-2601.1 | PI7800-2601 | PI7800-2017 | 33 | CIRC | 583.7082 | 0.013 | 29.4786 | 4.657
PI7800-144.1 | PI7800-144 | PI7800-76 | 54 | CIRC | 70 | 0.013 | 94.462 | 5.642 | PI7800-3154.1 | PI7800-3154 | PI7800-2601 | 33 | CIRC | 553.054 | 0.013 | 30.7311 | 4.798
PI7800-1454.1 | PI7800-1454 | PI7800-1335 | 54 | CIRC | 87 | 0.013 | 75.1324 | 4.48 | PI7800-3190.1 | PI7800-3190 | PI7800-3154 | 33 | CIRC | 36.1272 | 0.013 | 30.7309 | 4.754
PI7800-167.1 | PI7800-167 | PI7800-144 | 54 | CIRC | 31 | 0.013 | 94.4838 | 2.82 | PI7800-3395.1 | PI7800-3395 | PI7800-3190 | 33 | CIRC | 205.1912 | 0.013 | 29.5108 | 4.776
PI7800-1870.1 | PI7800-1870 | PI7800-1454 | 54 | CIRC | 418 | 0.013 | 75.1728 | 4.478 | PI7800-3603.1 | PI7800-3603 | PI7800-3395 | 33 | CIRC | 207.5121 | 0.013 | 28.4508 | 4.817
PI7800-1942.1 | PI7800-1942 | PI7800-1870 | 29 x 45 | Ellipse | 79 | 0.013 | 33.8659 | 2.905 | PI7800-3603.2 | PI7800-3603 | PI7802-589 | 36 | CIRC | 1014.4103 | 0.013 | 38.9192 | 5.181
PI7800-1987.1 | PI7800-1987 | PI7800-1870 | 29 x 45 | Ellipse | 126 | 0.013 | 44.8375 | 3.797 | PI7800-373.1 | PI7800-373 | PI7800-167 | 54 | CIRC | 203 | 0.013 | 98.4671 | 5.878
PI7800-1987.2 | PI7800-1987 | PI7800-1942 | 33 | CIRC | 55.3628 | 0.013 | 24.2289 | 3.847 | PI7800-3948.1 | PI7800-3948 | PI7800-3603 | 42 | CIRC | 345.2116 | 0.013 | 67.1942 | 6.52
PI7800-2017.1 | PI7800-2017 | PI7800-1987 | 48 | CIRC | 95 | 0.013 | 62.9852 | 13.098 | PI7800-4020.1 | PI7800-4020 | PI7800-3948 | 42 | CIRC | 72.1941 | 0.013 | 66.1326 | 6.409
PI7800-2601.1 | PI7800-2601 | PI7800-2017 | 33 | CIRC | 583.7082 | 0.013 | 29.2661 | 4.602 | PI7800-4089.1 | PI7800-4089 | PI7800-4020 | 42 | CIRC | 68.8259 | 0.013 | 64.806 | 6.278
PI7800-3154.1 | PI7800-3154 | PI7800-2601 | 33 | CIRC | 553.054 | 0.013 | 30.6716 | 4.751 | PI7800-4282.1 | PI7800-4282 | PI7800-4089 | 42 | CIRC | 193.1341 | 0.013 | 64.6008 | 6.246
PI7800-3190.1 | PI7800-3190 | PI7800-3154 | 33 | CIRC | 36.1272 | 0.013 | 30.6729 | 4.743 | PI7800-45.1 | PI7800-45 | CC0901-3175 | 54 | CIRC | 45 | 0.013 | 98.3377 | 5.9
PI7800-3395.1 | PI7800-3395 | PI7800-3190 | 33 | CIRC | 205.1912 | 0.013 | 29.5076 | 4.755 | PI7800-4825.1 | PI7800-4825 | PI7800-4282 | 42 | CIRC | 543.0513 | 0.013 | 59.63 | 6.672
PI7800-3603.1 | PI7800-3603 | PI7800-3395 | 33 | CIRC | 207.5121 | 0.013 | 28.3985 | 4.799 | PI7800-5225.1 | PI7800-5225 | PI7800-4825 | 42 | CIRC | 400.2485 | 0.013 | 59.7889 | 6.631
PI7800-3603.2 | PI7800-3603 | PI7802-589 | 36 | CIRC | 1014.4103 | 0.013 | 38.7509 | 5.148 | PI7800-5263.1 | PI7800-5263 | PI7800-5225 | 42 | CIRC | 37.8998 | 0.013 | 54.3875 | 5.966
PI7800-373.1 | PI7800-373 | PI7800-167 | 54 | CIRC | 203 | 0.013 | 94.5102 | 5.635 | PI7800-5315.1 | PI7800-5315 | PI7800-5263 | 42 | CIRC | 51.8288 | 0.013 | 54.3692 | 5.878
PI7800-3948.1 | PI7800-3948 | PI7800-3603 | 42 | CIRC | 345.2116 | 0.013 | 67.0616 | 6.506 | PI7800-5346.1 | PI7800-5346 | PI7800-5315 | 42 | CIRC | 30.7603 | 0.013 | 53.0435 | 5.245
PI7800-4020.1 | PI7800-4020 | PI7800-3948 | 42 | CIRC | 72.1941 | 0.013 | 66.0039 | 6.396 | PI7800-5530.1 | PI7800-5530 | PI7800-5346 | 42 | CIRC | 184.1933 | 0.013 | 53.0291 | 5.683
PI7800-4089.1 | PI7800-4089 | PI7800-4020 | 42 | CIRC | 68.8259 | 0.013 | 64.6779 | 6.263 | PI7800-5680.1 | PI7800-5680 | PI7800-5530 | 42 | CIRC | 149.562 | 0.013 | 53.0074 | 5.973
PI7800-4282.1 | PI7800-4282 | PI7800-4089 | 42 | CIRC | 193.1341 | 0.013 | 64.4642 | 6.232 | PI7800-5860.1 | PI7800-5860 | PI7800-5680 | 42 | CIRC | 179.9965 | 0.013 | 52.9932 | 6.222
PI7800-45.1 | PI7800-45 | CC0901-3175 | 54 | CIRC | 45 | 0.013 | 94.404 | 5.651 | PI7800-5931.1 | PI7800-5931 | PI7800-5860 | 42 | CIRC | 71.7573 | 0.013 | 35.0625 | 10.352
PI7800-4825.1 | PI7800-4825 | PI7800-4282 | 42 | CIRC | 543.0513 | 0.013 | 59.5966 | 6.671 | PI7800-5967.1 | PI7800-5967 | PI7800-5931 | 36 | CIRC | 81.4589 | 0.013 | 34.47 | 11.72
PI7800-5225.1 | PI7800-5225 | PI7800-4825 | 42 | CIRC | 400.2485 | 0.013 | 59.8321 | 6.642 | PI7800-5977.1 | PI7800-5977 | PI7800-5967 | 36 | CIRC | 10.5233 | 0.013 | 32.0107 | 8.874
PI7800-5263.1 | PI7800-5263 | PI7800-5225 | 42 | CIRC | 37.8998 | 0.013 | 54.2369 | 5.963 | PI7800-6369.1 | PI7800-6369 | PI7800-5977 | 36 | CIRC | 392.4106 | 0.013 | 26.9905 | 4.274
PI7800-5315.1 | PI7800-5315 | PI7800-5263 | 42 | CIRC | 51.8288 | 0.013 | 54.172 | 5.866 | PI7800-6525.1 | PI7800-6525 | PI7800-6369 | 36 | CIRC | 155.9891 | 0.013 | 19.351 | 3.228
PI7800-5346.1 | PI7800-5346 | PI7800-5315 | 42 | CIRC | 30.7603 | 0.013 | 52.8855 | 5.234 | PI7800-6703.1 | PI7800-6703 | PI7800-6525 | 36 | CIRC | 177.6675 | 0.013 | 20.813 | 3.756
PI7800-5530.1 | PI7800-5530 | PI7800-5346 | 42 | CIRC | 184.1933 | 0.013 | 52.87 | 5.68 | PI7800-7113.1 | PI7800-7113 | PI7800-6703 | 36 | CIRC | 410.3517 | 0.013 | 20.2154 | 3.083
PI7800-5680.1 | PI7800-5680 | PI7800-5530 | 42 | CIRC | 149.562 | 0.013 | 52.7358 | 5.974 | PI7800-7141.1 | PI7800-7141 | PI7800-7113 | 36 | CIRC | 27.4951 | 0.013 | 19.823 | 3
PI7800-5860.1 | PI7800-5860 | PI7800-5680 | 42 | CIRC | 179.9965 | 0.013 | 52.7235 | 6.222 | PI7800-7597.1 | PI7800-7597 | PI7800-7141 | 36 | CIRC | 456.3952 | 0.013 | 18.1794 | 3.657
PI7800-5931.1 | PI7800-5931 | PI7800-5860 | 42 | CIRC | 71.7573 | 0.013 | 35.6055 | 10.313 | PI7800-76.1 | PI7800-76 | PI7800-45 | 36 | CIRC | 32 | 0.013 | 98.3692 | 6.436
PI7800-5967.1 | PI7800-5967 | PI7800-5931 | 36 | CIRC | 81.4589 | 0.013 | 34.0729 | 11.698 | PI7800-7719.1 | PI7800-7719 | PI7800-7597 | 36 | CIRC | 121.9909 | 0.013 | 17.7439 | 3.141
PI7800-5977.1 | PI7800-5977 | PI7800-5967 | 36 | CIRC | 10.5233 | 0.013 | 32.0682 | 8.816 | PI7800-7831.1 | PI7800-7831 | PI7800-7719 | 36 | CIRC | 111.9933 | 0.013 | 18.2319 | 3.222
PI7800-6369.1 | PI7800-6369 | PI7800-5977 | 36 | CIRC | 392.4106 | 0.013 | 26.9515 | 4.203 | PI7800-8035.1 | PI7800-8035 | PI7800-7831 | 36 | CIRC | 203.9883 | 0.013 | 19.4853 | 3.894
PI7800-6525.1 | PI7800-6525 | PI7800-6369 | 36 | CIRC | 155.9891 | 0.013 | 19.529 | 3.258 | PI7800-861.1 | PI7800-861 | PI8200-0 | 54 | CIRC | 223 | 0.013 | 85.6033 | 5.106
PI7800-6703.1 | PI7800-6703 | PI7800-6525 | 36 | CIRC | 177.6675 | 0.013 | 20.4887 | 3.782 | PI7800-8622.1 | PI7800-8622 | PI7800-8035 | 21 | CIRC | 586.649 | 0.013 | 12.538 | 4.762
PI7800-7113.1 | PI7800-7113 | PI7800-6703 | 36 | CIRC | 410.3517 | 0.013 | 20.5354 | 3.121 | PI7800-8992.1 | PI7800-8992 | PI7800-8622 | 21 | CIRC | 369.9795 | 0.013 | 10.7134 | 4.032
PI7800-7141.1 | PI7800-7141 | PI7800-7113 | 36 | CIRC | 27.4951 | 0.013 | 20.0696 | 3.035 | PI7800-9364.1 | PI7800-9364 | PI7800-8992 | 21 | CIRC | 371.9764 | 0.013 | 11.9229 | 4.337
PI7800-7597.1 | PI7800-7597 | PI7800-7141 | 36 | CIRC | 456.3952 | 0.013 | 18.1003 | 3.664 | PI7800-9552.1 | PI7800-9552 | PI7800-9364 | 18 | CIRC | 187.8084 | 0.013 | 3.9902 | 2.518
PI7800-76.1 | PI7800-76 | PI7800-45 | 36 | CIRC | 32 | 0.013 | 94.4345 | 6.156 | PI7800-9711.1 | PI7800-9711 | PI7800-9552 | 18 | CIRC | 159.6935 | 0.013 | 4.0109 | 3.028
PI7800-7719.1 | PI7800-7719 | PI7800-7597 | 36 | CIRC | 121.9909 | 0.013 | 16.8324 | 3.088 | PI7800-9775.1 | PI7800-9775 | PI7800-9711 | 18 | CIRC | 63.9098 | 0.013 | 3.7865 | 2.936
PI7800-7831.1 | PI7800-7831 | PI7800-7719 | 36 | CIRC | 111.9933 | 0.013 | 17.0688 | 3.135 | PI7802-589.1 | PI7802-589 | PI7800-2017 | 36 | CIRC | 589.0221 | 0.013 | 36.5753 | 5.005
PI7800-8035.1 | PI7800-8035 | PI7800-7831 | 36 | CIRC | 203.9883 | 0.013 | 18.797 | 3.82 | PI7802-589.2 | PI7802-589 | PI7800-2601 | 18 | CIRC | 677.5727 | 0.013 | 1.2854 | 1.717
PI7800-861.1 | PI7800-861 | PI8200-0 | 54 | CIRC | 223 | 0.013 | 81.7242 | 4.873 | PI7803-1248.1 | PI7803-1248 | PI7803-928 | 12 | CIRC | 845.759 | 0.013 | 2.4347 | 2.433
PI7800-8622.1 | PI7800-8622 | PI7800-8035 | 21 | CIRC | 586.649 | 0.013 | 12.5708 | 4.772 | PI7803-1524.1 | PI7803-1524 | PI7803-1248 | 12 | CIRC | 845.759 | 0.013 | 2.1822 | 2.358
PI7800-8992.1 | PI7800-8992 | PI7800-8622 | 21 | CIRC | 369.9795 | 0.013 | 10.5337 | 3.969 | PI7803-1773.1 | PI7803-1773 | PI7803-1524 | 12 | CIRC | 845.759 | 0.013 | 1.58 | 2.177
PI7800-9364.1 | PI7800-9364 | PI7800-8992 | 21 | CIRC | 371.9764 | 0.013 | 11.6664 | 4.244 | PI7803-678.1 | PI7803-678 | PI8200-1250 | 12 | CIRC | 30.9977 | 0.013 | 4.2075 | 4.003
PI7800-9552.1 | PI7800-9552 | PI7800-9364 | 18 | CIRC | 187.8084 | 0.013 | 4.3435 | 2.814 | PI7803-678.2 | PI7803-678 | PI7802-589 | 18 | CIRC | 677.5727 | 0.013 | 3.6596 | 2.982
PI7800-9711.1 | PI7800-9711 | PI7800-9552 | 18 | CIRC | 159.6935 | 0.013 | 4.3632 | 3.144 | PI7803-928.1 | PI7803-928 | PI7803-678 | 12 | CIRC | 249.9846 | 0.013 | 4.7005 | 4.445
PI7800-9775.1 | PI7800-9775 | PI7800-9711 | 18 | CIRC | 63.9098 | 0.013 | 4.0319 | 3.038 | PI780401-255.1 | PI780401-255 | PI7804-754 | 6 | CIRC | 255.242 | 0.013 | 0.83976 | 1.978
PI7802-589.1 | PI7802-589 | PI7800-2017 | 36 | CIRC | 589.0221 | 0.013 | 36.2478 | 4.965 | PI780402-7.1 | PI780402-7 | PI7804-1335 | 12 | CIRC | 7.4548 | 0.013 | 0.4733 | 0.488
PI7802-589.2 | PI7802-589 | PI7800-2601 | 18 | CIRC | 677.5727 | 0.013 | 1.2761 | 1.717 | PI780403-40.1 | PI780403-40 | PI7804-1979 | 12 | CIRC | 39.9971 | 0.013 | 1.5432 | 3.974
PI7803-1248.1 | PI7803-1248 | PI7803-928 | 12 | CIRC | 845.759 | 0.013 | 2.4356 | 2.433 | PI7804-1288.1 | PI7804-1288 | PI7804-754 | 12 | CIRC | 534.6154 | 0.013 | 1.001 | 2.417
PI7803-1524.1 | PI7803-1524 | PI7803-1248 | 12 | CIRC | 845.759 | 0.013 | 2.1785 | 2.358 | PI7804-1335.1 | PI7804-1335 | PI7804-1288 | 12 | CIRC | 46.2289 | 0.013 | 1.0616 | 2.423
PI7803-1773.1 | PI7803-1773 | PI7803-1524 | 12 | CIRC | 845.759 | 0.013 | 1.5802 | 2.177 | PI7804-1613.1 | PI7804-1613 | PI7804-1335 | 12 | CIRC | 278.5489 | 0.013 | 2.0877 | 2.618
PI7803-678.1 | PI7803-678 | PI8200-1250 | 12 | CIRC | 30.9977 | 0.013 | 4.2024 | 3.99 | PI7804-1903.1 | PI7804-1903 | PI7804-1613 | 12 | CIRC | 289.4995 | 0.013 | 1.741 | 2.108
PI7803-678.2 | PI7803-678 | PI7802-589 | 18 | CIRC | 677.5727 | 0.013 | 3.8602 | 2.998 | PI7804-1929.1 | PI7804-1929 | PI7804-1903 | 12 | CIRC | 25.9864 | 0.013 | 3.0192 | 2.961
PI7803-928.1 | PI7803-928 | PI7803-678 | 12 | CIRC | 249.9846 | 0.013 | 4.7326 | 4.461 | PI7804-1979.1 | PI7804-1979 | PI7804-1929 | 12 | CIRC | 50.0256 | 0.013 | 3.0191 | 2.912
PI780401-255.1 | PI780401-255 | PI7804-754 | 6 | CIRC | 255.242 | 0.013 | 0.83998 | 1.978 | PI7804-2269.1 | PI7804-2269 | PI7804-1979 | 12 | CIRC | 289.9589 | 0.013 | 1.4978 | 1.679
PI780402-7.1 | PI780402-7 | PI7804-1335 | 12 | CIRC | 7.4548 | 0.013 | 0.47339 | 0.488 | PI7804-2339.1 | PI7804-2339 | PI7804-2269 | 12 | CIRC | 69.9732 | 0.013 | 1.4983 | 1.717
PI780403-40.1 | PI780403-40 | PI7804-1979 | 12 | CIRC | 39.9971 | 0.013 | 1.5431 | 3.985 | PI7804-754.1 | PI7804-754 | PI7804-91 | 12 | CIRC | 662.7787 | 0.013 | 2.3964 | 3.175
PI7804-1288.1 | PI7804-1288 | PI7804-754 | 12 | CIRC | 534.6154 | 0.013 | 1.001 | 2.429 | PI7804-91.1 | PI7804-91 | PI7800-3948 | 12 | CIRC | 90.9405 | 0.013 | 2.3445 | 2.502
PI7804-1335.1 | PI7804-1335 | PI7804-1288 | 12 | CIRC | 46.2289 | 0.013 | 1.0619 | 2.429 | PI7805-11.1 | PI7805-11 | PI7800-4020 | 12 | CIRC | 10.802 | 0.013 | -0.0323 | -0.028
PI7804-1613.1 | PI7804-1613 | PI7804-1335 | 12 | CIRC | 278.5489 | 0.013 | 2.0879 | 2.626 | PI780601-26.1 | PI780601-26 | PI7806-620 | 12 | CIRC | 26.0636 | 0.013 | 1.7797 | 1.628
PI7804-1903.1 | PI7804-1903 | PI7804-1613 | 12 | CIRC | 289.4995 | 0.013 | 1.741 | 2.115 | PI780602-16.1 | PI780602-16 | PI7806-620 | 12 | CIRC | 16.1857 | 0.013 | 3.1768 | 2.862
PI7804-1929.1 | PI7804-1929 | PI7804-1903 | 12 | CIRC | 25.9864 | 0.013 | 3.0204 | 2.962 | PI7806-620.1 | PI7806-620 | PI7800-4825 | 12 | CIRC | 620.0601 | 0.013 | 3.3756 | 3.531
PI7804-1979.1 | PI7804-1979 | PI7804-1929 | 12 | CIRC | 50.0256 | 0.013 | 3.0202 | 2.913 | PI780701-328.1 | PI780701-328 | PI7807-748 | 8 | CIRC | 327.805 | 0.013 | 1.0526 | 2.845
PI7804-2269.1 | PI7804-2269 | PI7804-1979 | 12 | CIRC | 289.9589 | 0.013 | 1.4989 | 1.682 | PI780701-370.1 | PI780701-370 | PI780701-328 | 6 | CIRC | 41.7239 | 0.013 | 1.0054 | 5.272
PI7804-2339.1 | PI7804-2339 | PI7804-2269 | 12 | CIRC | 69.9732 | 0.013 | 1.4993 | 1.722 | PI780702-14.1 | PI780702-14 | PI7807-1258 | 12 | CIRC | 13.999 | 0.013 | -0.50887 | -0.509
PI7804-754.1 | PI7804-754 | PI7804-91 | 12 | CIRC | 662.7787 | 0.013 | 2.4093 | 3.196 | PI7807-1258.1 | PI7807-1258 | PI7807-748 | 10 | CIRC | 509.7231 | 0.013 | -0.50889 | -1.078
PI7804-91.1 | PI7804-91 | PI7800-3948 | 12 | CIRC | 90.9405 | 0.013 | 2.3607 | 2.523 | PI7807-1308.1 | PI7807-1308 | PI7807-1258 | 10 | CIRC | 49.9602 | 0.013 | -0.05515 | -0.845
PI7805-11.1 | PI7805-11 | PI7800-4020 | 12 | CIRC | 10.802 | 0.013 | -0.03475 | -0.029 | PI7807-748.1 | PI7807-748 | PI7800-5225 | 10 | CIRC | 748.124 | 0.013 | 1.6331 | 3.198
PI780601-26.1 | PI780601-26 | PI7806-620 | 12 | CIRC | 26.0636 | 0.013 | 1.96 | 1.78 | PI7808-649.1 | PI7808-649 | PI7800-5315 | 12 | CIRC | 649.383 | 0.013 | 3.4242 | 5.013
PI780602-16.1 | PI780602-16 | PI7806-620 | 12 | CIRC | 16.1857 | 0.013 | 2.2196 | 2.199 | PI7808-677.1 | PI7808-677 | PI7808-649 | 12 | CIRC | 27.686 | 0.013 | -4.2106 | -4.557
PI7806-620.1 | PI7806-620 | PI7800-4825 | 12 | CIRC | 620.0601 | 0.013 | 3.3404 | 3.519 | PI7809-11.1 | PI7809-11 | PI7800-5967 | 18 | CIRC | 10.9642 | 0.013 | 3.1319 | 1.389
PI780701-328.1 | PI780701-328 | PI7807-748 | 8 | CIRC | 327.805 | 0.013 | 1.066 | 2.847 | PI7809-341.1 | PI7809-341 | PI7809-11 | 12 | CIRC | 330.0615 | 0.013 | 2.7992 | 2.289
PI780701-370.1 | PI780701-370 | PI780701-328 | 6 | CIRC | 41.7239 | 0.013 | 1.0162 | 5.273 | PI7809-396.1 | PI7809-396 | PI7809-341 | 12 | CIRC | 54.9293 | 0.013 | 2.9796 | -2.424
PI780702-14.1 | PI780702-14 | PI7807-1258 | 12 | CIRC | 13.999 | 0.013 | -0.50879 | -0.509 | PI7809-649.1 | PI7809-649 | PI7809-396 | 12 | CIRC | 252.6259 | 0.013 | 3.048 | 2.911
PI7807-1258.1 | PI7807-1258 | PI7807-748 | 10 | CIRC | 509.7231 | 0.013 | -0.5088 | -1.069 | PI7809-649.2 | PI7809-649 | PI7800-5977 | 18 | CIRC | 647.0705 | 0.013 | 8.0567 | 3.66
PI7807-1308.1 | PI7807-1308 | PI7807-1258 | 10 | CIRC | 49.9602 | 0.013 | -0.05579 | -0.831 | PI7810-35.1 | PI7810-35 | PI7800-6369 | 12 | CIRC | 34.9488 | 0.013 | 4.3574 | 4.187
PI7807-748.1 | PI7807-748 | PI7800-5225 | 10 | CIRC | 748.124 | 0.013 | 1.6454 | 3.211 | PI7811-16.1 | PI7811-16 | PI7800-7113 | 12 | CIRC | 16.1054 | 0.013 | 0.84369 | 0.777
PI7808-649.1 | PI7808-649 | PI7800-5315 | 12 | CIRC | 649.383 | 0.013 | 3.4023 | 5.003 | PI7812-39.1 | PI7812-39 | PI7800-7141 | 12 | CIRC | 38.5806 | 0.013 | 0.92269 | 0.855
PI7808-677.1 | PI7808-677 | PI7808-649 | 12 | CIRC | 27.686 | 0.013 | -4.2476 | -4.613 | PI7813-52.1 | PI7813-52 | PI7800-8035 | 12 | CIRC | 51.9105 | 0.013 | 3.1498 | 3.279
PI7809-11.1 | PI7809-11 | PI7800-5967 | 18 | CIRC | 10.9642 | 0.013 | 2.9995 | 1.328 | PI7814-53.1 | PI7814-53 | PI7800-8622 | 12 | CIRC | 53.282 | 0.013 | 2.0497 | 2.06
PI7809-341.1 | PI7809-341 | PI7809-11 | 12 | CIRC | 330.0615 | 0.013 | 2.9297 | 2.413 | PI7815-463.1 | PI7815-463 | PI7800-8622 | 8 | CIRC | 462.9902 | 0.013 | 0.77436 | 1.331
PI7809-396.1 | PI7809-396 | PI7809-341 | 12 | CIRC | 54.9293 | 0.013 | 2.9866 | 2.438 | PI7815-492.1 | PI7815-492 | PI7815-463 | 12 | CIRC | 29.1684 | 0.013 | 1.62 | 1.544
PI7809-649.1 | PI7809-649 | PI7809-396 | 12 | CIRC | 252.6259 | 0.013 | 3.1223 | 2.927 | PI7816-64.1 | PI7816-64 | PI7800-8992 | 12 | CIRC | 64.3238 | 0.013 | -0.86727 | 1.328
PI7809-649.2 | PI7809-649 | PI7800-5977 | 18 | CIRC | 647.0705 | 0.013 | 8.3796 | 3.808 | PI7817-45.1 | PI7817-45 | PI7800-8992 | 12 | CIRC | 44.5302 | 0.013 | -1.6243 | -1.608
PI7810-35.1 | PI7810-35 | PI7800-6369 | 12 | CIRC | 34.9488 | 0.013 | 3.3563 | 3.22 | PI781801-46.1 | PI781801-46 | PI7818-457 | 10 | CIRC | 45.8584 | 0.013 | -0.22098 | -0.263
PI7811-16.1 | PI7811-16 | PI7800-7113 | 12 | CIRC | 16.1054 | 0.013 | 0.84459 | 0.779 | PI7818-457.1 | PI7818-457 | PI7800-8992 | 8 | CIRC | 457.3586 | 0.013 | 0.71463 | 1.138
PI7812-39.1 | PI7812-39 | PI7800-7141 | 12 | CIRC | 38.5806 | 0.013 | 0.91768 | 0.852 | PI781901-258.1 | PI781901-258 | PI7819-808 | 18 | CIRC | 257.6065 | 0.013 | 3.1064 | 1.663
PI7813-52.1 | PI7813-52 | PI7800-8035 | 12 | CIRC | 51.9105 | 0.013 | 4.5631 | 4.697 | PI781902-23.1 | PI781902-23 | PI7818-457 | 10 | CIRC | 22.6573 | 0.013 | 1.7542 | 2.61
PI7814-53.1 | PI7814-53 | PI7800-8622 | 12 | CIRC | 53.282 | 0.013 | 2.2812 | 2.262 | PI781902-64.1 | PI781902-64 | PI7819-1621 | 12 | CIRC | 40.8882 | 0.013 | 1.4644 | 1.489
PI7815-463.1 | PI7815-463 | PI7800-8622 | 8 | CIRC | 462.9902 | 0.013 | 0.7815 | 1.426 | PI781903-11.1 | PI781903-11 | PI7819-2049 | 12 | CIRC | 10.7888 | 0.013 | 1.0136 | 1.034
PI7815-492.1 | PI7815-492 | PI7815-463 | 12 | CIRC | 29.1684 | 0.013 | 1.6373 | 1.56 | PI7819-1195.1 | PI7819-1195 | PI7819-808 | 10 | CIRC | 387.1115 | 0.013 | 2.4756 | 3.181
PI7816-64.1 | PI7816-64 | PI7800-8992 | 12 | CIRC | 64.3238 | 0.013 | -1.1696 | 1.451 | PI7819-162.1 | PI7819-162 | PI7800-9364 | 18 | CIRC | 162.0902 | 0.013 | 6.9377 | 3.64
PI7817-45.1 | PI7817-45 | PI7800-8992 | 12 | CIRC | 44.5302 | 0.013 | -1.9116 | -1.889 | PI7819-1621.1 | PI7819-1621 | PI7819-1195 | 10 | CIRC | 425.8703 | 0.013 | 1.973 | 3.092
PI781801-46.1 | PI781801-46 | PI7818-457 | 10 | CIRC | 45.8584 | 0.013 | -0.22347 | -0.266 | PI7819-1646.1 | PI7819-1646 | PI7819-1621 | 10 | CIRC | 24.9468 | 0.013 | 1.5243 | 2.972
PI7818-457.1 | PI7818-457 | PI7800-8992 | 8 | CIRC | 457.3586 | 0.013 | 0.74027 | 1.181 | PI7819-2000.1 | PI7819-2000 | PI7819-1646 | 10 | CIRC | 354.1844 | 0.013 | 1.6097 | 3.232
PI781901-258.1 | PI781901-258 | PI7819-808 | 18 | CIRC | 257.6065 | 0.013 | 3.1378 | 1.791 | PI7819-2049.1 | PI7819-2049 | PI7819-2000 | 10 | CIRC | 48.9993 | 0.013 | 1.8431 | 3.228
PI781902-23.1 | PI781902-23 | PI7818-457 | 10 | CIRC | 22.6573 | 0.013 | 1.7543 | 2.87 | PI7819-2220.1 | PI7819-2220 | PI7819-2049 | 10 | CIRC | 170.5351 | 0.013 | 1.7705 | 3.416
PI781902-64.1 | PI781902-64 | PI7819-1621 | 12 | CIRC | 40.8882 | 0.013 | 1.4091 | 3.83 | PI7819-808.1 | PI7819-808 | PI7819-162 | 18 | CIRC | 646.0537 | 0.013 | 6.7253 | 3.854
PI781903-11.1 | PI781903-11 | PI7819-2049 | 12 | CIRC | 10.7888 | 0.013 | 1.1727 | 1.926 | PI7820-137.1 | PI7820-137 | PI7820-91 | 12 | CIRC | 45.9914 | 0.013 | -1.4961 | 2.85
PI7819-1195.1 | PI7819-1195 | PI7819-808 | 10 | CIRC | 387.1115 | 0.013 | 2.3644 | 3.131 | PI7820-23.1 | PI7820-23 | PI7800-8992 | 12 | CIRC | 22.9003 | 0.013 | 4.6419 | 4.461
PI7819-162.1 | PI7819-162 | PI7800-9364 | 18 | CIRC | 162.0902 | 0.013 | 6.4667 | 3.171 | PI7820-91.1 | PI7820-91 | PI7800-9775 | 12 | CIRC | 68.339 | 0.013 | -1.8672 | 2.711
PI7819-1621.1 | PI7819-1621 | PI7819-1195 | 10 | CIRC | 425.8703 | 0.013 | 1.7018 | 2.908 | PI7821-11.1 | PI7821-11 | PI7800-10303 | 12 | CIRC | 11.4102 | 0.013 | 0.48897 | 0.533
PI7819-1646.1 | PI7819-1646 | PI7819-1621 | 10 | CIRC | 24.9468 | 0.013 | 1.3308 | 1.924 | PI7900-1280.1 | PI7900-1280 | PI7900-998 | 18 | CIRC | 282.3993 | 0.013 | 4.6227 | 2.04
PI7819-2000.1 | PI7819-2000 | PI7819-1646 | 10 | CIRC | 354.1844 | 0.013 | 1.3314 | 2.508 | PI7900-1319.1 | PI7900-1319 | PI7900-1280 | 12 | CIRC | 39.1783 | 0.013 | 7.0182 | 14.412
PI7819-2049.1 | PI7819-2049 | PI7819-2000 | 10 | CIRC | 48.9993 | 0.013 | 1.7611 | 2.514 | PI7900-1897.1 | PI7900-1897 | PI7900-1319 | 12 | CIRC | 577.1599 | 0.013 | 2.6868 | 2.435
PI7819-2220.1 | PI7819-2220 | PI7819-2049 | 10 | CIRC | 170.5351 | 0.013 | 1.3421 | 2.452 | PI7900-998.1 | PI7900-998 | PI7809-649 | 18 | CIRC | 350.828 | 0.013 | 8.5124 | 3.362
PI7819-808.1 | PI7819-808 | PI7819-162 | 18 | CIRC | 646.0537 | 0.013 | 6.7187 | 3.673 | PI790101-302.1 | PI790101-302 | PI7901-274 | 8 | CIRC | 302.0379 | 0.013 | 0.82681 | 1.744
PI7820-137.1 | PI7820-137 | PI7820-91 | 12 | CIRC | 45.9914 | 0.013 | -1.4052 | 2.968 | PI790101-354.1 | PI790101-354 | PI790101-302 | 12 | CIRC | 51.6658 | 0.013 | 2.0576 | 3.154
PI7820-23.1 | PI7820-23 | PI7800-8992 | 12 | CIRC | 22.9003 | 0.013 | 2.0833 | 2.128 | PI790102-225.1 | PI790102-225 | PI7901-778 | 8 | CIRC | 225.202 | 0.013 | -0.53747 | 1.133
PI7820-91.1 | PI7820-91 | PI7800-9775 | 12 | CIRC | 68.339 | 0.013 | -1.8143 | 2.824 | PI790103-32.1 | PI790103-32 | PI7901-778 | 12 | CIRC | 31.8076 | 0.013 | -2.4242 | -2.179
PI7821-11.1 | PI7821-11 | PI7800-10303 | 12 | CIRC | 11.4102 | 0.013 | 0.93315 | 1.017 | PI790103-91.1 | PI790103-91 | PI790103-32 | 12 | CIRC | 59.3387 | 0.013 | 0.97662 | 1.023
PI7900-1280.1 | PI7900-1280 | PI7900-998 | 18 | CIRC | 282.3993 | 0.013 | 4.5645 | 2.03 | PI7901-1072.1 | PI7901-1072 | PI7901-778 | 8 | CIRC | 294.1477 | 0.013 | 1.065 | 3.467
PI7900-1319.1 | PI7900-1319 | PI7900-1280 | 12 | CIRC | 39.1783 | 0.013 | 7.0228 | 14.366 | PI7901-1132.1 | PI7901-1132 | PI7901-1072 | 12 | CIRC | 59.5783 | 0.013 | 1.5622 | 3.371
PI7900-1897.1 | PI7900-1897 | PI7900-1319 | 12 | CIRC | 577.1599 | 0.013 | 2.6875 | 2.435 | PI7901-274.1 | PI7901-274 | PI7809-649 | 8 | CIRC | 274.3104 | 0.013 | 1.8072 | 2.466
PI7900-998.1 | PI7900-998 | PI7809-649 | 18 | CIRC | 350.828 | 0.013 | 8.6763 | 3.427 | PI7901-778.1 | PI7901-778 | PI7901-274 | 8 | CIRC | 503.7639 | 0.013 | 0.91711 | 2.05
PI790101-302.1 | PI790101-302 | PI7901-274 | 8 | CIRC | 302.0379 | 0.013 | 0.82489 | 1.749 | PI7902-45.1 | PI7902-45 | PI7809-649 | 12 | CIRC | 45.3615 | 0.013 | 2.094 | 1.639
PI790101-354.1 | PI790101-354 | PI790101-302 | 12 | CIRC | 51.6658 | 0.013 | 2.0645 | 3.152 | PI7903-44.1 | PI7903-44 | PI7900-998 | 12 | CIRC | 43.823 | 0.013 | 2.529 | 1.627
PI790102-225.1 | PI790102-225 | PI7901-778 | 8 | CIRC | 225.202 | 0.013 | -0.54233 | 1.136 | PI8000-1058.1 | PI8000-1058 | PI8000-766 | 27 | CIRC | 292.0063 | 0.013 | 16.7969 | 5.038
PI790103-32.1 | PI790103-32 | PI7901-778 | 12 | CIRC | 31.8076 | 0.013 | -1.8016 | -1.613 | PI8000-1386.1 | PI8000-1386 | PI8000-1058 | 27 | CIRC | 327.9177 | 0.013 | 16.8363 | 5.162
PI790103-91.1 | PI790103-91 | PI790103-32 | 12 | CIRC | 59.3387 | 0.013 | 0.70108 | 1.026 | PI8000-15.1 | PI8000-15 | PI7800-5860 | 30 | CIRC | 289.9776 | 0.013 | 20.3262 | 4.468
PI7901-1072.1 | PI7901-1072 | PI7901-778 | 8 | CIRC | 294.1477 | 0.013 | 1.0433 | 3.469 | PI8000-1885.1 | PI8000-1885 | PI7712-20 | 27 | CIRC | 238.9904 | 0.013 | 22.0285 | 5.159
PI7901-1132.1 | PI7901-1132 | PI7901-1072 | 12 | CIRC | 59.5783 | 0.013 | 1.5632 | 3.371 | PI8000-1896.1 | PI8000-1896 | PI8000-1885 | 27 | CIRC | 11.3834 | 0.013 | 21.5699 | 4.923
PI7901-274.1 | PI7901-274 | PI7809-649 | 8 | CIRC | 274.3104 | 0.013 | 1.8137 | 2.46 | PI8000-2131.1 | PI8000-2131 | PI8000-1896 | 27 | CIRC | 234.9667 | 0.013 | 12.6294 | 4.515
PI7901-778.1 | PI7901-778 | PI7901-274 | 8 | CIRC | 503.7639 | 0.013 | 0.91484 | 2.054 | PI8000-2404.1 | PI8000-2404 | PI8000-2131 | 27 | CIRC | 272.4232 | 0.013 | 12.3688 | 5.838
PI7902-45.1 | PI7902-45 | PI7809-649 | 12 | CIRC | 45.3615 | 0.013 | 2.0958 | 1.64 | PI8000-2817.1 | PI8000-2817 | PI8000-2404 | 21 | CIRC | 413.6298 | 0.013 | 6.0469 | 5.784
PI7903-44.1 | PI7903-44 | PI7900-998 | 12 | CIRC | 43.823 | 0.013 | 3.3571 | 2.163 | PI8000-290.1 | PI8000-290 | PI8000-15 | 30 | CIRC | 289.9776 | 0.013 | 17.4625 | 4.872
PI8000-1058.1 | PI8000-1058 | PI8000-766 | 27 | CIRC | 292.0063 | 0.013 | 17.096 | 5.038 | PI8000-3246.1 | PI8000-3246 | PI8000-2817 | 21 | CIRC | 428.3254 | 0.013 | 1.5598 | 3.244
PI8000-1386.1 | PI8000-1386 | PI8000-1058 | 27 | CIRC | 327.9177 | 0.013 | 17.2852 | 5.163 | PI8000-3602.1 | PI8000-3602 | PI8000-3246 | 21 | CIRC | 356.0641 | 0.013 | -3.4477 | -1.353
PI8000-15.1 | PI8000-15 | PI7800-5860 | 30 | CIRC | 289.9776 | 0.013 | 20.1816 | 4.262 | PI8000-4053.1 | PI8000-4053 | PI7700-9018 | 21 | CIRC | 228.1165 | 0.013 | 12.9823 | 6.792
PI8000-1885.1 | PI8000-1885 | PI7712-20 | 27 | CIRC | 238.9904 | 0.013 | 22.447 | 5.166 | PI8000-4377.1 | PI8000-4377 | PI8000-4053 | 18 | CIRC | 323.9132 | 0.013 | 8.8549 | 4.53
PI8000-1896.1 | PI8000-1896 | PI8000-1885 | 27 | CIRC | 11.3834 | 0.013 | 22.0586 | 5.04 | PI8000-4679.1 | PI8000-4679 | PI8000-4377 | 15 | CIRC | 301.9097 | 0.013 | 7.0886 | 4.576
PI8000-2131.1 | PI8000-2131 | PI8000-1896 | 27 | CIRC | 234.9667 | 0.013 | 12.5582 | 4.704 | PI8000-4955.1 | PI8000-4955 | PI8000-4679 | 15 | CIRC | 275.8822 | 0.013 | 5.2915 | 3.607
PI8000-2404.1 | PI8000-2404 | PI8000-2131 | 27 | CIRC | 272.4232 | 0.013 | 12.0937 | 5.882 | PI8000-5341.1 | PI8000-5341 | PI8000-4955 | 15 | CIRC | 386.9065 | 0.013 | 5.1627 | 4.141
PI8000-2817.1 | PI8000-2817 | PI8000-2404 | 21 | CIRC | 413.6298 | 0.013 | 5.9563 | 5.749 | PI8000-5607.1 | PI8000-5607 | PI8000-5341 | 15 | CIRC | 265.087 | 0.013 | 5.9798 | 4.27
PI8000-290.1 | PI8000-290 | PI8000-15 | 30 | CIRC | 289.9776 | 0.013 | 16.7746 | 4.84 | PI8000-5724.1 | PI8000-5724 | PI8000-5607 | 15 | CIRC | 117.4095 | 0.013 | 6.2312 | 4.186
PI8000-3246.1 | PI8000-3246 | PI8000-2817 | 21 | CIRC | 428.3254 | 0.013 | 1.2938 | 3.114 | PI8000-6142.1 | PI8000-6142 | PI8000-5724 | 15 | CIRC | 418.3226 | 0.013 | 4.9932 | 3.721
PI8000-3602.1 | PI8000-3602 | PI8000-3246 | 21 | CIRC | 356.0641 | 0.013 | -2.9496 | -1.163 | PI8000-6524.1 | PI8000-6524 | PI8000-6142 | 15 | CIRC | 381.8551 | 0.013 | 4.8702 | 3.715
PI8000-4053.1 | PI8000-4053 | PI7700-9018 | 21 | CIRC | 228.1165 | 0.013 | 12.9951 | 6.786 | PI8000-6714.1 | PI8000-6714 | PI8000-6524 | 24 | CIRC | 189.9845 | 0.013 | 8.7572 | 3.449
PI8000-4377.1 | PI8000-4377 | PI8000-4053 | 18 | CIRC | 323.9132 | 0.013 | 8.9271 | 4.567 | PI8000-6714.2 | PI8000-6714 | PX8014-69 | 24 | CIRC | 157.3718 | 0.013 | 15.1979 | 4.425
PI8000-4679.1 | PI8000-4679 | PI8000-4377 | 15 | CIRC | 301.9097 | 0.013 | 6.8709 | 4.449 | PI8000-7257.1 | PI8000-7257 | PI8000-6714 | 24 | CIRC | 542.7012 | 0.013 | 10.7408 | 3.385
PI8000-4955.1 | PI8000-4955 | PI8000-4679 | 15 | CIRC | 275.8822 | 0.013 | 5.4205 | 3.674 | PI8000-766.1 | PI8000-766 | PI8000-290 | 30 | CIRC | 476.0364 | 0.013 | 16.8705 | 5.2
PI8000-5341.1 | PI8000-5341 | PI8000-4955 | 15 | CIRC | 386.9065 | 0.013 | 5.4035 | 4.143 | PI8000-8277.1 | PI8000-8277 | PI8000-7257 | 18 | CIRC | 1020.0664 | 0.013 | 5.8667 | 3.85
PI8000-5607.1 | PI8000-5607 | PI8000-5341 | 15 | CIRC | 265.087 | 0.013 | 5.7051 | 4.151 | PI800101-17.1 | PI800101-17 | PI8001-385 | 12 | CIRC | 16.7695 | 0.013 | 2.4259 | 2.29
PI8000-5724.1 | PI8000-5724 | PI8000-5607 | 15 | CIRC | 117.4095 | 0.013 | 5.7231 | 4.162 | PI800102-27.1 | PI800102-27 | PI8001-385 | 12 | CIRC | 26.6361 | 0.013 | 1.0822 | 1.087
PI8000-6142.1 | PI8000-6142 | PI8000-5724 | 15 | CIRC | 418.3226 | 0.013 | 5.1328 | 3.623 | PI8001-385.1 | PI8001-385 | PI8000-1386 | 10 | CIRC | 370.819 | 0.013 | 1.623 | 3.021
PI8000-6524.1 | PI8000-6524 | PI8000-6142 | 15 | CIRC | 381.8551 | 0.013 | 4.4018 | 3.603 | PI8003-29.1 | PI8003-29 | PI8000-1885 | 12 | CIRC | 29.3502 | 0.013 | 1.1371 | 0.97
PI8000-6714.1 | PI8000-6714 | PI8000-6524 | 24 | CIRC | 189.9845 | 0.013 | 8.688 | 3.103 | PI8005-40.1 | PI8005-40 | PI8000-2131 | 12 | CIRC | 39.8326 | 0.013 | 4.1421 | 4.064
PI8000-7257.1 | PI8000-7257 | PI8000-6714 | 24 | CIRC | 542.7012 | 0.013 | 9.6152 | 3.497 | PI8006-360.1 | PI8006-360 | PI8000-2404 | 12 | CIRC | 360.0088 | 0.013 | 3.1962 | 3.037
PI8000-766.1 | PI8000-766 | PI8000-290 | 30 | CIRC | 476.0364 | 0.013 | 16.9056 | 5.218 | PI8006-417.1 | PI8006-417 | PI8006-360 | 12 | CIRC | 57.363 | 0.013 | 3.2083 | 2.977
PI8000-8277.1 | PI8000-8277 | PI8000-7257 | 18 | CIRC | 1020.0664 | 0.013 | 5.8169 | 3.942 | PI8007-372.1 | PI8007-372 | PI8000-3246 | 8 | CIRC | 372.4852 | 0.013 | 0.65235 | 1.669
PI800101-17.1 | PI800101-17 | PI8001-385 | 12 | CIRC | 16.7695 | 0.013 | 2.4364 | 2.3 | PI8008-341.1 | PI8008-341 | PI8000-3602 | 10 | CIRC | 340.7583 | 0.013 | 2.4678 | 2.793
PI800102-27.1 | PI800102-27 | PI8001-385 | 12 | CIRC | 26.6361 | 0.013 | 1.137 | 1.075 | PI8008-490.1 | PI8008-490 | PI8008-341 | 10 | CIRC | 149.4144 | 0.013 | 1.8837 | 2.101
PI8001-385.1 | PI8001-385 | PI8000-1386 | 10 | CIRC | 370.819 | 0.013 | 1.644 | 3.025 | PI8008-668.1 | PI8008-668 | PI8008-490 | 10 | CIRC | 178.2349 | 0.013 | 1.8571 | 1.966
PI8003-29.1 | PI8003-29 | PI8000-1885 | 12 | CIRC | 29.3502 | 0.013 | 1.1375 | 0.971 | PI8008-889.1 | PI8008-889 | PI8008-668 | 8 | CIRC | 221.0681 | 0.013 | 1.0671 | 3.456
PI8005-40.1 | PI8005-40 | PI8000-2131 | 12 | CIRC | 39.8326 | 0.013 | 3.7407 | 3.985 | PI8008-912.1 | PI8008-912 | PI8008-889 | 12 | CIRC | 22.5672 | 0.013 | 2.2416 | 3.104
PI8006-360.1 | PI8006-360 | PI8000-2404 | 12 | CIRC | 360.0088 | 0.013 | 3.4829 | 3.22 | PI8008-974.1 | PI8008-974 | PI8008-912 | 12 | CIRC | 61.98 | 0.013 | 2.663 | 3.288
PI8006-417.1 | PI8006-417 | PI8006-360 | 12 | CIRC | 57.363 | 0.013 | 3.2205 | 2.989 | PI8009-47.1 | PI8009-47 | PI8000-4053 | 12 | CIRC | 47.0955 | 0.013 | 2.404 | 2.741
PI8007-372.1 | PI8007-372 | PI8000-3246 | 8 | CIRC | 372.4852 | 0.013 | 0.65048 | 1.667 | PI8010-37.1 | PI8010-37 | PI8000-4377 | 12 | CIRC | 36.8999 | 0.013 | 2.6302 | 2.672
PI8008-341.1 | PI8008-341 | PI8000-3602 | 10 | CIRC | 340.7583 | 0.013 | 2.3965 | 2.732 | PI801101-48.1 | PI801101-48 | PI8011-339 | 12 | CIRC | 48.0417 | 0.013 | 3.138 | 3.522
PI8008-490.1 | PI8008-490 | PI8008-341 | 10 | CIRC | 149.4144 | 0.013 | 1.8199 | 2.085 | PI8011-339.1 | PI8011-339 | PI8011-35 | 12 | CIRC | 304.3631 | 0.013 | -1.2644 | 2.252
PI8008-668.1 | PI8008-668 | PI8008-490 | 10 | CIRC | 178.2349 | 0.013 | 1.8562 | 1.965 | PI8011-35.1 | PI8011-35 | PI8000-5724 | 12 | CIRC | 34.9714 | 0.013 | 1.9983 | 1.761
PI8008-889.1 | PI8008-889 | PI8008-668 | 8 | CIRC | 221.0681 | 0.013 | 1.0523 | 3.065 | PI8012-314.1 | PI8012-314 | PI8000-6524 | 10 | CIRC | 313.8654 | 0.013 | 0.76726 | 1.588
PI8008-912.1 | PI8008-912 | PI8008-889 | 12 | CIRC | 22.5672 | 0.013 | 1.671 | 2.505 | PI8100-1240.1 | PI8100-1240 | PI8100-880 | 10 | CIRC | 360.3819 | 0.013 | 2.3828 | 3.272
PI8008-974.1 | PI8008-974 | PI8008-912 | 12 | CIRC | 61.98 | 0.013 | 1.6709 | 2.437 | PI8100-165.1 | PI8100-165 | PI8000-1896 | 21 | CIRC | 164.7327 | 0.013 | 9.7665 | 4.372
PI8009-47.1 | PI8009-47 | PI8000-4053 | 12 | CIRC | 47.0955 | 0.013 | 2.3962 | 2.745 | PI8100-1678.1 | PI8100-1678 | PI8100-1240 | 10 | CIRC | 437.9472 | 0.013 | 1.5823 | 3.184
PI8010-37.1 | PI8010-37 | PI8000-4377 | 12 | CIRC | 36.8999 | 0.013 | 2.6302 | 2.671 | PI8100-1816.1 | PI8100-1816 | PI8100-1678 | 10 | CIRC | 137.1522 | 0.013 | 0.88168 | 2.704
PI801101-48.1 | PI801101-48 | PI8011-339 | 12 | CIRC | 48.0417 | 0.013 | 3.0752 | 3.459 | PI8100-1945.1 | PI8100-1945 | PI8100-1816 | 10 | CIRC | 129.0986 | 0.013 | 0.88286 | 2.799
PI8011-339.1 | PI8011-339 | PI8011-35 | 12 | CIRC | 304.3631 | 0.013 | -1.2662 | 2.554 | PI8100-2205.1 | PI8100-2205 | PI8100-1945 | 8 | CIRC | 260.8402 | 0.013 | 0.88497 | 2.015
PI8011-35.1 | PI8011-35 | PI8000-5724 | 12 | CIRC | 34.9714 | 0.013 | 1.818 | 1.605 | PI8100-526.1 | PI8100-526 | PI8100-165 | 21 | CIRC | 361.2424 | 0.013 | 8.7059 | 5.075
PI8012-314.1 | PI8012-314 | PI8000-6524 | 10 | CIRC | 313.8654 | 0.013 | 0.7316 | 1.826 | PI8100-614.1 | PI8100-614 | PI8100-526 | 12 | CIRC | 87.5826 | 0.013 | 2.1456 | 2.013
PI8100-1240.1 | PI8100-1240 | PI8100-880 | 10 | CIRC | 360.3819 | 0.013 | 2.3867 | 3.272 | PI8100-685.1 | PI8100-685 | PI8100-526 | 21 | CIRC | 71.4548 | 0.013 | 8.2736 | 4.639
PI8100-165.1 | PI8100-165 | PI8000-1896 | 21 | CIRC | 164.7327 | 0.013 | 9.9294 | 4.374 | PI8100-880.1 | PI8100-880 | PI8100-685 | 21 | CIRC | 195.0539 | 0.013 | 8.1896 | 5.022
PI8100-1678.1 | PI8100-1678 | PI8100-1240 | 10 | CIRC | 437.9472 | 0.013 | 1.5334 | 3.168 | PI810101-192.1 | PI810101-192 | PI8101-549 | 10 | CIRC | 192.3548 | 0.013 | 2.1483 | 3.235
PI8100-1816.1 | PI8100-1816 | PI8100-1678 | 10 | CIRC | 137.1522 | 0.013 | 0.86879 | 2.621 | PI810101-381.1 | PI810101-381 | PI810101-192 | 10 | CIRC | 188.809 | 0.013 | 2.3181 | 3.14
PI8100-1945.1 | PI8100-1945 | PI8100-1816 | 10 | CIRC | 129.0986 | 0.013 | 0.86811 | 2.701 | PI810101-457.1 | PI810101-457 | PI810101-381 | 10 | CIRC | 75.9552 | 0.013 | 1.9178 | 2.871
PI8100-2205.1 | PI8100-2205 | PI8100-1945 | 8 | CIRC | 260.8402 | 0.013 | 0.86747 | 1.856 | PI8101-44.1 | PI8101-44 | PI8100-880 | 15 | CIRC | 44.304 | 0.013 | 6.0817 | 4.552
PI8100-526.1 | PI8100-526 | PI8100-165 | 21 | CIRC | 361.2424 | 0.013 | 8.744 | 5.074 | PI8101-478.1 | PI8101-478 | PI8101-44 | 15 | CIRC | 433.7414 | 0.013 | 5.5099 | 3.81
PI8100-614.1 | PI8100-614 | PI8100-526 | 12 | CIRC | 87.5826 | 0.013 | 2.1378 | 2.005 | PI8101-549.1 | PI8101-549 | PI8101-478 | 15 | CIRC | 71.3946 | 0.013 | 4.8916 | 3.419
PI8100-685.1 | PI8100-685 | PI8100-526 | 21 | CIRC | 71.4548 | 0.013 | 8.1158 | 4.58 | PI8101-998.1 | PI8101-998 | PI8101-549 | 15 | CIRC | 448.1122 | 0.013 | 2.2686 | 1.957
PI8100-880.1 | PI8100-880 | PI8100-685 | 21 | CIRC | 195.0539 | 0.013 | 8.2262 | 5.028 | PI8102-288.1 | PI8102-288 | PI8100-1678 | 10 | CIRC | 287.9302 | 0.013 | 0.79816 | 2.341
PI810101-192.1 | PI810101-192 | PI8101-549 | 10 | CIRC | 192.3548 | 0.013 | 2.1973 | 3.231 | PI8102-299.1 | PI8102-299 | PI8102-288 | 12 | CIRC | 11.2652 | 0.013 | -3.875 | -4.137
PI810101-381.1 | PI810101-381 | PI810101-192 | 10 | CIRC | 188.809 | 0.013 | 2.3532 | 3.159 | PI8103-55.1 | PI8103-55 | PI8100-2205 | 8 | CIRC | 55.4563 | 0.013 | -0.86314 | -1.861
PI810101-457.1 | PI810101-457 | PI810101-381 | 10 | CIRC | 75.9552 | 0.013 | 1.909 | 2.871 | PI8104-37.1 | PI8104-37 | PI8100-2205 | 8 | CIRC | 37.048 | 0.013 | 0.82757 | 1.521
PI8101-44.1 | PI8101-44 | PI8100-880 | 15 | CIRC | 44.304 | 0.013 | 5.8903 | 4.569 | PI8200-0.1 | PI8200-0 | PI7800-373 | 54 | CIRC | 40 | 0.013 | 98.4959 | 5.881
PI8101-478.1 | PI8101-478 | PI8101-44 | 15 | CIRC | 433.7414 | 0.013 | 4.8955 | 3.474 | PI8200-1250.1 | PI8200-1250 | PI8200-631 | 18 | CIRC | 618.7507 | 0.013 | 4.102 | 2.474
PI8101-549.1 | PI8101-549 | PI8101-478 | 15 | CIRC | 71.3946 | 0.013 | 4.9016 | 3.425 | PI8200-419.1 | PI8200-419 | PI8200-0 | 24 | CIRC | 638.5166 | 0.013 | 16.882 | 4.792
PI8101-998.1 | PI8101-998 | PI8101-549 | 15 | CIRC | 448.1122 | 0.013 | 2.0038 | 1.957 | PI8200-631.1 | PI8200-631 | PI8200-419 | 24 | CIRC | 638.5166 | 0.013 | 11.462 | 3.988
PI8102-288.1 | PI8102-288 | PI8100-1678 | 10 | CIRC | 287.9302 | 0.013 | 0.86911 | 2.379 | PI820101-35.1 | PI820101-35 | PI8201-299 | 12 | CIRC | 35.0036 | 0.013 | 2.9835 | 2.927
PI8102-299.1 | PI8102-299 | PI8102-288 | 12 | CIRC | 11.2652 | 0.013 | -3.8829 | -4.145 | PI820101-35.2 | PI820101-35 | PI8300-48 | 12 | CIRC | 326.2601 | 0.013 | 2.7862 | 4.821
PI8103-55.1 | PI8103-55 | PI8100-2205 | 8 | CIRC | 55.4563 | 0.013 | -0.58114 | 1.732 | PI8201-299.1 | PI8201-299 | PI8200-631 | 12 | CIRC | 298.5448 | 0.013 | 3.6568 | 3.524
PI8104-37.1 | PI8104-37 | PI8100-2205 | 8 | CIRC | 37.048 | 0.013 | 0.63582 | 1.192 | PI8201-342.1 | PI8201-342 | PI8201-299 | 12 | CIRC | 43.5389 | 0.013 | -2.5091 | -2.25
PI8200-0.1 | PI8200-0 | PI7800-373 | 54 | CIRC | 40 | 0.013 | 94.5424 | 5.639 | PI8300-48.1 | PI8300-48 | PI8200-631 | 18 | CIRC | 48.1 | 0.013 | 5.7768 | 2.933
PI8200-1250.1 | PI8200-1250 | PI8200-631 | 18 | CIRC | 618.7507 | 0.013 | 4.0223 | 2.476 | PI8300-659.1 | PI8300-659 | PI820101-35 | 12 | CIRC | 284.3617 | 0.013 | 2.6967 | 2.83
PI8200-419.1 | PI8200-419 | PI8200-0 | 24 | CIRC | 638.5166 | 0.013 | 16.4738 | 4.684 | PI830101-77.1 | PI830101-77 | PI8301-26 | 12 | CIRC | 77.1225 | 0.013 | 1.9436 | 5.177
PI8200-631.1 | PI8200-631 | PI8200-419 | 24 | CIRC | 638.5166 | 0.013 | 10.7121 | 3.957 | PI8301-168.1 | PI8301-168 | PI8301-26 | 12 | CIRC | 142.2613 | 0.013 | 2.2158 | 2.12
PI820101-35.1 | PI820101-35 | PI8201-299 | 12 | CIRC | 35.0036 | 0.013 | 2.9563 | 2.9 | PI8301-26.1 | PI8301-26 | PI8300-48 | 12 | CIRC | 25.8102 | 0.013 | -4.6789 | -4.394
PI820101-35.2 | PI820101-35 | PI8300-48 | 12 | CIRC | 326.2601 | 0.013 | 2.339 | 4.387 | PI8400-1181.1 | PI8400-1181 | PI8400-821 | 24 | CIRC | 435 | 0.013 | 20.669 | 2.853
PI8201-299.1 | PI8201-299 | PI8200-631 | 12 | CIRC | 298.5448 | 0.013 | 3.5659 | 3.483 | PI8400-1236.1 | PI8400-1236 | PI8400-1220 | 24 | CIRC | 16.5003 | 0.013 | 10.1328 | -3.81
PI8201-342.1 | PI8201-342 | PI8201-299 | 12 | CIRC | 43.5389 | 0.013 | -2.5183 | -2.258 | PI8400-1236.2 | PI8400-1236 | PI8400-1181 | 24 | CIRC | 23 | 0.013 | 20.8999 | 5.713
PI8300-48.1 | PI8300-48 | PI8200-631 | 18 | CIRC | 48.1 | 0.013 | 5.3825 | 2.735 | PI8400-1253.1 | PI8400-1253 | PI8400-1236 | 24 | CIRC | 16.5003 | 0.013 | 19.3718 | 5.664
PI8300-659.1 | PI8300-659 | PI820101-35 | 12 | CIRC | 284.3617 | 0.013 | 2.6976 | 2.827 | PI8400-1442.1 | PI8400-1442 | PI8400-1253 | 24 | CIRC | 189.1709 | 0.013 | 11.3598 | 3.876
PI830101-77.1 | PI830101-77 | PI8301-26 | 12 | CIRC | 77.1225 | 0.013 | 3.4061 | 5.132 | PI8400-1529.1 | PI8400-1529 | PI8400-1442 | 24 | CIRC | 87.0021 | 0.013 | 11.3755 | 3.427
PI8301-168.1 | PI8301-168 | PI8301-26 | 12 | CIRC | 142.2613 | 0.013 | 2.1749 | 2.08 | PI8400-1646.1 | PI8400-1646 | PI8400-1529 | 24 | CIRC | 117.0027 | 0.013 | 11.3928 | 3.39
PI8301-26.1 | PI8301-26 | PI8300-48 | 12 | CIRC | 25.8102 | 0.013 | -4.4389 | -4.148 | PI8400-1891.1 | PI8400-1891 | PI8400-1646 | 24 | CIRC | 245.3624 | 0.013 | 13.984 | 4.105
PI8400-1181.1 | PI8400-1181 | PI8400-821 | 24 | CIRC | 435 | 0.013 | 20.1892 | 2.786 | PI8400-2136.1 | PI8400-2136 | PI8400-1891 | 24 | CIRC | 244.0705 | 0.013 | 15.3335 | 4.441
PI8400-1236.1 | PI8400-1236 | PI8400-1220 | 24 | CIRC | 16.5003 | 0.013 | 10.4237 | -3.789 | PI8400-2369.1 | PI8400-2369 | PI8400-2136 | 24 | CIRC | 233.4075 | 0.013 | 14.8694 | 4.278
PI8400-1236.2 | PI8400-1236 | PI8400-1181 | 24 | CIRC | 23 | 0.013 | 20.2987 | 5.549 | PI8400-2436.1 | PI8400-2436 | PI8400-2369 | 24 | CIRC | 67.4982 | 0.013 | 13.6424 | 4.031
PI8400-1253.1 | PI8400-1253 | PI8400-1236 | 24 | CIRC | 16.5003 | 0.013 | 19.3158 | 5.647 | PI8400-2452.1 | PI8400-2452 | PI8400-2436 | 24 | CIRC | 15.6323 | 0.013 | 16.6194 | 4.779
PI8400-1442.1 | PI8400-1442 | PI8400-1253 | 24 | CIRC | 189.1709 | 0.013 | 11.293 | 3.762 | PI8400-2814.1 | PI8400-2814 | PI8400-2452 | 24 | CIRC | 361.687 | 0.013 | 14.0102 | 4.227
PI8400-1529.1 | PI8400-1529 | PI8400-1442 | 24 | CIRC | 87.0021 | 0.013 | 11.3088 | 3.399 | PI8400-2854.1 | PI8400-2854 | PI8500-1657 | 18 | CIRC | 591.6935 | 0.013 | -3.143 | 2.562
PI8400-1646.1 | PI8400-1646 | PI8400-1529 | 24 | CIRC | 117.0027 | 0.013 | 11.3271 | 3.371 | PI8400-2854.2 | PI8400-2854 | PI8400-2814 | 24 | CIRC | 40.531 | 0.013 | 16.7168 | 4.777
PI8400-1891.1 | PI8400-1891 | PI8400-1646 | 24 | CIRC | 245.3624 | 0.013 | 13.9034 | 4.081 | PI8400-3163.1 | PI8400-3163 | PI8400-2854 | 24 | CIRC | 308.4449 | 0.013 | 11.984 | 3.566
PI8400-2136.1 | PI8400-2136 | PI8400-1891 | 24 | CIRC | 244.0705 | 0.013 | 15.2086 | 4.407 | PI8400-3199.1 | PI8400-3199 | PI8400-3163 | 24 | CIRC | 36.5239 | 0.013 | 11.0137 | 3.558
PI8400-2369.1 | PI8400-2369 | PI8400-2136 | 24 | CIRC | 233.4075 | 0.013 | 14.973 | 4.308 | PI8400-3539.1 | PI8400-3539 | PI8400-3199 | 21 | CIRC | 339.9938 | 0.013 | 11.3794 | 4.591
PI8400-2436.1 | PI8400-2436 | PI8400-2369 | 24 | CIRC | 67.4982 | 0.013 | 13.5966 | 4.039 | PI8400-391.1 | PI8400-391 | PI8400-90 | 36 | CIRC | 300 | 0.013 | 25.6038 | 3.394
PI8400-2452.1 | PI8400-2452 | PI8400-2436 | 24 | CIRC | 15.6323 | 0.013 | 16.5414 | 4.758 | PI8400-4081.1 | PI8400-4081 | PI8400-3539 | 21 | CIRC | 541.943 | 0.013 | 8.2722 | 3.402
PI8400-2814.1 | PI8400-2814 | PI8400-2452 | 24 | CIRC | 361.687 | 0.013 | 14.0924 | 4.207 | PI8400-4572.1 | PI8400-4572 | PI8400-4081 | 15 | CIRC | 490.4695 | 0.013 | 4.1709 | 3.343
PI8400-2854.1 | PI8400-2854 | PI8500-1657 | 18 | CIRC | 591.6935 | 0.013 | -3.0953 | 2.539 | PI8400-4616.1 | PI8400-4616 | PI8400-4572 | 12 | CIRC | 44.7268 | 0.013 | 4.1716 | 3.987
PI8400-2854.2 | PI8400-2854 | PI8400-2814 | 24 | CIRC | 40.531 | 0.013 | 17.318 | 4.942 | PI8400-584.1 | PI8400-584 | PI8400-391 | 36 | CIRC | 194 | 0.013 | 25.5812 | 3.381
PI8400-3163.1 | PI8400-3163 | PI8400-2854 | 24 | CIRC | 308.4449 | 0.013 | 11.6052 | 3.525 | PI8400-791.1 | PI8400-791 | PI8400-584 | 24 | CIRC | 143 | 0.013 | 20.7139 | 2.893
PI8400-3199.1 | PI8400-3199 | PI8400-3163 | 24 | CIRC | 36.5239 | 0.013 | 10.7595 | 3.512 | PI8400-821.1 | PI8400-821 | PI8400-791 | 24 | CIRC | 42 | 0.013 | 20.7033 | 2.886
PI8400-3539.1 | PI8400-3539 | PI8400-3199 | 21 | CIRC | 339.9938 | 0.013 | 10.7634 | 4.504 | PI8400-90.1 | PI8400-90 | PI7800-1942 | 29 x 45 | Ellipse | 84 | 0.013 | 25.8687 | 2.24
PI8400-391.1 | PI8400-391 | PI8400-90 | 36 | CIRC | 300 | 0.013 | 25.0154 | 3.312 | PI8401-66.1 | PI8401-66 | PI8400-1220 | 12 | CIRC | 66.2433 | 0.013 | 2.0194 | 2.047
PI8400-4081.1 | PI8400-4081 | PI8400-3539 | 21 | CIRC | 541.943 | 0.013 | 8.4543 | 3.362 | PI8402-71.1 | PI8402-71 | PI8400-1220 | 12 | CIRC | 71.1507 | 0.013 | 1.0867 | 1.052
PI8400-4572.1 | PI8400-4572 | PI8400-4081 | 15 | CIRC | 490.4695 | 0.013 | 4.1712 | 3.468 | PI8403-32.1 | PI8403-32 | PI8400-1646 | 12 | CIRC | 32.0273 | 0.013 | 2.2237 | 2.145
PI8400-4616.1 | PI8400-4616 | PI8400-4572 | 12 | CIRC | 44.7268 | 0.013 | 4.1734 | 4.052 | PI8403-77.1 | PI8403-77 | PI8403-32 | 12 | CIRC | 44.5869 | 0.013 | 0.99887 | 0.977
PI8400-584.1 | PI8400-584 | PI8400-391 | 36 | CIRC | 194 | 0.013 | 24.9922 | 3.301 | PI8404-44.1 | PI8404-44 | PI8400-1646 | 12 | CIRC | 44.162 | 0.013 | 1.9071 | 1.839
PI8400-791.1 | PI8400-791 | PI8400-584 | 24 | CIRC | 143 | 0.013 | 20.2337 | 2.822 | PI8404-89.1 | PI8404-89 | PI8404-44 | 12 | CIRC | 44.5937 | 0.013 | 1.5274 | 1.484
PI8400-821.1 | PI8400-821 | PI8400-791 | 24 | CIRC | 42 | 0.013 | 20.2234 | 2.816 | PI8405-32.1 | PI8405-32 | PI8400-1891 | 12 | CIRC | 32.0689 | 0.013 | 2.6982 | 2.553
PI8400-90.1 | PI8400-90 | PI7800-1942 | 29 x 45 | Ellipse | 84 | 0.013 | 25.2697 | 2.186 | PI8405-77.1 | PI8405-77 | PI8405-32 | 12 | CIRC | 44.5872 | 0.013 | 1.3694 | 1.294
PI8401-66.1 | PI8401-66 | PI8400-1220 | 12 | CIRC | 66.2433 | 0.013 | 1.8486 | 1.895 | PI8406-44.1 | PI8406-44 | PI8400-1891 | 12 | CIRC | 44.0137 | 0.013 | 2.6205 | 2.471
PI8402-71.1 | PI8402-71 | PI8400-1220 | 12 | CIRC | 71.1507 | 0.013 | 1.0446 | 1.011 | PI8406-89.1 | PI8406-89 | PI8406-44 | 12 | CIRC | 44.5895 | 0.013 | 2.0324 | 1.912
PI8403-32.1 | PI8403-32 | PI8400-1646 | 12 | CIRC | 32.0273 | 0.013 | 2.2018 | 2.124 | PI8407-32.1 | PI8407-32 | PI8400-2136 | 12 | CIRC | 32.0559 | 0.013 | 1.5386 | 1.421
PI8403-77.1 | PI8403-77 | PI8403-32 | 12 | CIRC | 44.5869 | 0.013 | 0.99859 | 0.977 | PI8408-44.1 | PI8408-44 | PI8400-2136 | 12 | CIRC | 44.1656 | 0.013 | 2.7504 | 2.524
PI8404-44.1 | PI8404-44 | PI8400-1646 | 12 | CIRC | 44.162 | 0.013 | 1.8947 | 1.827 | PI8408-88.1 | PI8408-88 | PI8408-44 | 12 | CIRC | 44.1898 | 0.013 | 2.1755 | 1.981
PI8404-89.1 | PI8404-89 | PI8404-44 | 12 | CIRC | 44.5937 | 0.013 | 1.5193 | 1.476 | PI8409-46.1 | PI8409-46 | PI8400-2854 | 12 | CIRC | 46.3968 | 0.013 | 1.5841 | 1.394
PI8405-32.1 | PI8405-32 | PI8400-1891 | 12 | CIRC | 32.0689 | 0.013 | 2.6953 | 2.55 | PI8410-218.1 | PI8410-218 | PI8400-3163 | 12 | CIRC | 217.9657 | 0.013 | 1.1066 | 1.008
PI8405-77.1 | PI8405-77 | PI8405-32 | 12 | CIRC | 44.5872 | 0.013 | 1.3709 | 1.296 | PI8410-278.1 | PI8410-278 | PI8410-218 | 12 | CIRC | 59.5412 | 0.013 | 0.77261 | 0.987
PI8406-44.1 | PI8406-44 | PI8400-1891 | 12 | CIRC | 44.0137 | 0.013 | 2.6154 | 2.466 | PI8411-46.1 | PI8411-46 | PI8400-3199 | 12 | CIRC | 45.7391 | 0.013 | 1.479 | 1.344
PI8406-89.1 | PI8406-89 | PI8406-44 | 12 | CIRC | 44.5895 | 0.013 | 1.9813 | 1.863 | PI8412-45.1 | PI8412-45 | PI8400-3539 | 12 | CIRC | 44.6524 | 0.013 | 1.9587 | 1.814
PI8407-32.1 | PI8407-32 | PI8400-2136 | 12 | CIRC | 32.0559 | 0.013 | 1.033 | 0.961 | PI8413-36.1 | PI8413-36 | PI8400-3539 | 12 | CIRC | 36.2324 | 0.013 | 5.4894 | 4.705
PI8408-44.1 | PI8408-44 | PI8400-2136 | 12 | CIRC | 44.1656 | 0.013 | 2.7518 | 2.527 | PI8414-45.1 | PI8414-45 | PI8400-4081 | 8 | CIRC | 45.0556 | 0.013 | 2.4908 | 3.826
PI8408-88.1 | PI8408-88 | PI8408-44 | 12 | CIRC | 44.1898 | 0.013 | 2.177 | 1.984 | PI8500-1232.1 | PI8500-1232 | PI8500-972 | 15 | CIRC | 260.0881 | 0.013 | 4.8306 | 2.889
PI8409-46.1 | PI8409-46 | PI8400-2854 | 12 | CIRC | 46.3968 | 0.013 | 1.3624 | 1.198 | PI8500-1657.1 | PI8500-1657 | PI8500-1232 | 15 | CIRC | 424.092 | 0.013 | 4.3127 | 2.854
PI8410-218.1 | PI8410-218 | PI8400-3163 | 12 | CIRC | 217.9657 | 0.013 | 1.0436 | 1.051 | PI8500-1963.1 | PI8500-1963 | PI8500-1657 | 15 | CIRC | 306.0224 | 0.013 | 3.8498 | 4.452
PI8410-278.1 | PI8410-278 | PI8410-218 | 12 | CIRC | 59.5412 | 0.013 | 0.76912 | 1.005 | PI8500-1990.1 | PI8500-1990 | PI8500-1963 | 12 | CIRC | 27.797 | 0.013 | 3.8538 | 4.27
PI8411-46.1 | PI8411-46 | PI8400-3199 | 12 | CIRC | 45.7391 | 0.013 | 1.4129 | 1.284 | PI8500-2034.1 | PI8500-2034 | PI8500-1990 | 12 | CIRC | 43.5508 | 0.013 | 3.8837 | 4.38
PI8412-45.1 | PI8412-45 | PI8400-3539 | 12 | CIRC | 44.6524 | 0.013 | 4.8297 | 4.509 | PI8500-2059.1 | PI8500-2059 | PI8500-2034 | 12 | CIRC | 25.6017 | 0.013 | 2.9849 | 3.141
PI8413-36.1 | PI8413-36 | PI8400-3539 | 12 | CIRC | 36.2324 | 0.013 | 2.9822 | 2.672 | PI8500-2345.1 | PI8500-2345 | PI8500-2059 | 6 | CIRC | 285.1968 | 0.013 | 0.73407 | 3.242
PI8414-45.1 | PI8414-45 | PI8400-4081 | 8 | CIRC | 45.0556 | 0.013 | 2.3439 | 3.593 | PI8500-472.1 | PI8500-472 | PI8400-584 | 15 | CIRC | 492.232 | 0.013 | 5.1716 | 3.724
PI8500-1232.1 | PI8500-1232 | PI8500-972 | 15 | CIRC | 260.0881 | 0.013 | 4.8168 | 2.882 | PI8500-713.1 | PI8500-713 | PI8500-472 | 15 | CIRC | 241.4313 | 0.013 | 4.8968 | 3.387
PI8500-1657.1 | PI8500-1657 | PI8500-1232 | 15 | CIRC | 424.092 | 0.013 | 4.3427 | 2.843 | PI8500-972.1 | PI8500-972 | PI8500-713 | 15 | CIRC | 259.1578 | 0.013 | 4.3236 | 2.91
PI8500-1963.1 | PI8500-1963 | PI8500-1657 | 15 | CIRC | 306.0224 | 0.013 | 3.8454 | 4.448 | PI8501-37.1 | PI8501-37 | PI8500-472 | 12 | CIRC | 36.7843 | 0.013 | -2.2222 | -2.025
PI8500-1990.1 | PI8500-1990 | PI8500-1963 | 12 | CIRC | 27.797 | 0.013 | 3.8452 | 4.276 | PI8502-250.1 | PI8502-250 | PI8500-713 | 12 | CIRC | 250.4463 | 0.013 | 2.6699 | 2.735
PI8500-2034.1 | PI8500-2034 | PI8500-1990 | 12 | CIRC | 43.5508 | 0.013 | 3.8526 | 4.384 | PI8502-281.1 | PI8502-281 | PI8502-250 | 12 | CIRC | 30.7079 | 0.013 | -2.8196 | -2.851
PI8500-2059.1 | PI8500-2059 | PI8500-2034 | 12 | CIRC | 25.6017 | 0.013 | 2.9414 | 3.141 | PI8503-32.1 | PI8503-32 | PI8500-972 | 12 | CIRC | 32.0458 | 0.013 | -2.1151 | -1.68
PI8500-2345.1 | PI8500-2345 | PI8500-2059 | 6 | CIRC | 285.1968 | 0.013 | 0.73407 | 3.242 | PI8504-23.1 | PI8504-23 | PI8500-972 | 12 | CIRC | 23.0695 | 0.013 | -1.8288 | -1.452
PI8500-472.1 | PI8500-472 | PI8400-584 | 15 | CIRC | 492.232 | 0.013 | 4.9631 | 3.556 | PI8505-39.1 | PI8505-39 | PI8500-972 | 12 | CIRC | 39.3535 | 0.013 | 1.5446 | 1.258
PI8500-713.1 | PI8500-713 | PI8500-472 | 15 | CIRC | 241.4313 | 0.013 | 4.7032 | 3.239 | PI8506-43.1 | PI8506-43 | PI8500-972 | 12 | CIRC | 42.9881 | 0.013 | 3.0509 | 2.377
PI8500-972.1 | PI8500-972 | PI8500-713 | 15 | CIRC | 259.1578 | 0.013 | 4.3276 | 2.911 | PI8507-110.1 | PI8507-110 | PI8507-95 | 12 | CIRC | 15.3835 | 0.013 | -5.3074 | -4.954
PI8501-37.1 | PI8501-37 | PI8500-472 | 12 | CIRC | 36.7843 | 0.013 | -2.2403 | -2.041 | PI8507-95.1 | PI8507-95 | PI8500-1232 | 12 | CIRC | 94.9842 | 0.013 | 3.6509 | 3.515
PI8502-250.1 | PI8502-250 | PI8500-713 | 12 | CIRC | 250.4463 | 0.013 | 2.5861 | 2.648 | PI8508-40.1 | PI8508-40 | PI8500-1232 | 12 | CIRC | 40.0034 | 0.013 | 2.3787 | 2.281
PI8502-281.1 | PI8502-281 | PI8502-250 | 12 | CIRC | 30.7079 | 0.013 | -2.8161 | -2.848 | PI8510-23.1 | PI8510-23 | PI8500-1657 | 12 | CIRC | 23.3153 | 0.013 | 2.3432 | 2.207
PI8503-32.1 | PI8503-32 | PI8500-972 | 12 | CIRC | 32.0458 | 0.013 | -2.1007 | -1.669 | PI8511-32.1 | PI8511-32 | PI8500-1657 | 12 | CIRC | 32.3564 | 0.013 | 1.7619 | 1.684
PI8504-23.1 | PI8504-23 | PI8500-972 | 12 | CIRC | 23.0695 | 0.013 | -1.8237 | -1.447 | PI8512-17.1 | PI8512-17 | PI8500-2059 | 12 | CIRC | 17.2014 | 0.013 | 2.9143 | 3.884
PI8505-39.1 | PI8505-39 | PI8500-972 | 12 | CIRC | 39.3535 | 0.013 | 1.4996 | 1.217 | PI8513-55.1 | PI8513-55 | PI8500-2345 | 12 | CIRC | 54.8864 | 0.013 | 2.4431 | 2.591
PI8506-43.1 | PI8506-43 | PI8500-972 | 12 | CIRC | 42.9881 | 0.013 | 3.0525 | 2.377 | PI8514-59.1 | PI8514-59 | PI8500-2345 | 12 | CIRC | 58.6278 | 0.013 | 2.2632 | 2.712
PI8507-110.1 | PI8507-110 | PI8507-95 | 12 | CIRC | 15.3835 | 0.013 | -5.3035 | -4.955 | PI8600-1274.1 | PI8600-1274 | PI8600-920 | 12 | CIRC | 353.8536 | 0.013 | 2.6056 | 3.163
PI8507-95.1 | PI8507-95 | PI8500-1232 | 12 | CIRC | 94.9842 | 0.013 | 3.6404 | 3.504 | PI8600-1600.1 | PI8600-1600 | PI8600-1274 | 12 | CIRC | 325.5671 | 0.013 | 3.1327 | 3.153
PI8508-40.1 | PI8508-40 | PI8500-1232 | 12 | CIRC | 40.0034 | 0.013 | 2.3822 | 2.286 | PI8600-1611.1 | PI8600-1611 | PI8600-1600 | 12 | CIRC | 11.0091 | 0.013 | 3.1572 | 3.014
PI8510-23.1 | PI8510-23 | PI8500-1657 | 12 | CIRC | 23.3153 | 0.013 | 2.3404 | 2.208 | PI8600-2143.1 | PI8600-2143 | PI8600-1611 | 12 | CIRC | 531.6236 | 0.013 | 2.4776 | 3.139
PI8511-32.1 | PI8511-32 | PI8500-1657 | 12 | CIRC | 32.3564 | 0.013 | 1.7798 | 1.705 | PI8600-2647.1 | PI8600-2647 | PI8600-2143 | 12 | CIRC | 503.9838 | 0.013 | 2.3835 | 2.7
PI8512-17.1 | PI8512-17 | PI8500-2059 | 12 | CIRC | 17.2014 | 0.013 | 2.8255 | 3.892 | PI8600-460.1 | PI8600-460 | PI8400-2854 | 15 | CIRC | 460.4539 | 0.013 | 3.2753 | 2.891
PI8513-55.1 | PI8513-55 | PI8500-2345 | 12 | CIRC | 54.8864 | 0.013 | 2.4486 | 2.597 | PI8600-920.1 | PI8600-920 | PI8600-460 | 12 | CIRC | 460.0341 | 0.013 | 1.874 | 2.537
PI8514-59.1 | PI8514-59 | PI8500-2345 | 12 | CIRC | 58.6278 | 0.013 | 2.2686 | 2.712 | PI860101-57.1 | PI860101-57 | PI8601-312 | 12 | CIRC | 56.6953 | 0.013 | 2.3469 | 2.356
PI8600-1274.1 | PI8600-1274 | PI8600-920 | 12 | CIRC | 353.8536 | 0.013 | 2.6324 | 3.162 | PI860102-52.1 | PI860102-52 | PI8601-312 | 12 | CIRC | 52.1452 | 0.013 | 2.5249 | 2.371
PI8600-1600.1 | PI8600-1600 | PI8600-1274 | 12 | CIRC | 325.5671 | 0.013 | 3.1133 | 3.154 | PI8601-312.1 | PI8601-312 | PI8600-460 | 8 | CIRC | 311.5276 | 0.013 | 0.93465 | 2.134
PI8600-1611.1 | PI8600-1611 | PI8600-1600 | 12 | CIRC | 11.0091 | 0.013 | 3.1405 | 3.015 | PI8601-649.1 | PI8601-649 | PI8601-312 | 6 | CIRC | 337.5687 | 0.013 | 0.51844 | 2.392
PI8600-2143.1 | PI8600-2143 | PI8600-1611 | 12 | CIRC | 531.6236 | 0.013 | 2.4616 | 3.146 | PI8601-709.1 | PI8601-709 | PI8601-649 | 8 | CIRC | 60.3041 | 0.013 | 0.5586 | 2.385
PI8600-2647.1 | PI8600-2647 | PI8600-2143 | 12 | CIRC | 503.9838 | 0.013 | 2.3876 | 2.693 | PI8602-36.1 | PI8602-36 | PI8600-460 | 12 | CIRC | 36.1333 | 0.013 | -1.6795 | -1.587
PI8600-460.1 | PI8600-460 | PI8400-2854 | 15 | CIRC | 460.4539 | 0.013 | 3.3153 | 2.899 | PI8603-38.1 | PI8603-38 | PI8600-920 | 12 | CIRC | 38.3076 | 0.013 | -2.2603 | -2.361
PI8600-920.1 | PI8600-920 | PI8600-460 | 12 | CIRC | 460.0341 | 0.013 | 1.8951 | 2.538 | PI8604-33.1 | PI8604-33 | PI8600-1274 | 12 | CIRC | 32.8707 | 0.013 | -0.79554 | 1.434
PI860101-57.1 | PI860101-57 | PI8601-312 | 12 | CIRC | 56.6953 | 0.013 | 2.6504 | 2.641 | PI8605-33.1 | PI8605-33 | PI8600-1611 | 12 | CIRC | 33.1544 | 0.013 | 1.3677 | 2.31
PI860102-52.1 | PI860102-52 | PI8601-312 | 12 | CIRC | 52.1452 | 0.013 | 2.1825 | 2.052 | PI8606-39.1 | PI8606-39 | PI8600-2143 | 12 | CIRC | 38.6671 | 0.013 | 1.8461 | 2.516
PI8601-312.1 | PI8601-312 | PI8600-460 | 8 | CIRC | 311.5276 | 0.013 | 0.94492 | 2.134 | PI8700-1367.1 | PI8700-1367 | PI8700-942 | 8 | CIRC | 425.053 | 0.013 | 0.79516 | 1.805
PI8601-649.1 | PI8601-649 | PI8601-312 | 6 | CIRC | 337.5687 | 0.013 | 0.52146 | 2.392 | PI8700-1614.1 | PI8700-1614 | PI8700-1367 | 8 | CIRC | 247.0304 | 0.013 | 0.77216 | 1.869
PI8601-709.1 | PI8601-709 | PI8601-649 | 8 | CIRC | 60.3041 | 0.013 | 0.56103 | 2.385 | PI8700-1858.1 | PI8700-1858 | PI8700-1614 | 8 | CIRC | 244.0143 | 0.013 | 0.65582 | 2.359
PI8602-36.1 | PI8602-36 | PI8600-460 | 12 | CIRC | 36.1333 | 0.013 | -1.7198 | -1.624 | PI8700-2099.1 | PI8700-2099 | PI8700-1858 | 8 | CIRC | 241.6596 | 0.013 | 0.84758 | 2.487
PI8603-38.1 | PI8603-38 | PI8600-920 | 12 | CIRC | 38.3076 | 0.013 | -2.4386 | -2.555 | PI8700-2153.1 | PI8700-2153 | PI8700-2099 | 6 | CIRC | 54.0471 | 0.013 | 0.57513 | 1.5
PI8604-33.1 | PI8604-33 | PI8600-1274 | 12 | CIRC | 32.8707 | 0.013 | 0.536 | 1.434 | PI8700-618.1 | PI8700-618 | PI8400-1220 | 12 | CIRC | 617.2472 | 0.013 | 2.5736 | 2.833
PI8605-33.1 | PI8605-33 | PI8600-1611 | 12 | CIRC | 33.1544 | 0.013 | 1.3818 | 2.316 | PI8700-725.1 | PI8700-725 | PI8700-618 | 12 | CIRC | 107.3115 | 0.013 | 2.7895 | 2.557
PI8606-39.1 | PI8606-39 | PI8600-2143 | 12 | CIRC | 38.6671 | 0.013 | 1.8486 | 2.522 | PI8700-942.1 | PI8700-942 | PI8700-725 | 12 | CIRC | 216.1902 | 0.013 | 1.876 | 1.788
PI8700-1367.1 | PI8700-1367 | PI8700-942 | 8 | CIRC | 425.053 | 0.013 | 0.78236 | 1.805 | PI8701-57.1 | PI8701-57 | PI8700-618 | 12 | CIRC | 57.3447 | 0.013 | -2.5616 | -2.781
PI8700-1614.1 | PI8700-1614 | PI8700-1367 | 8 | CIRC | 247.0304 | 0.013 | 0.76137 | 1.869 | PI8702-246.1 | PI8702-246 | PI8700-942 | 12 | CIRC | 246.1361 | 0.013 | -1.4999 | -1.329
PI8700-1858.1 | PI8700-1858 | PI8700-1614 | 8 | CIRC | 244.0143 | 0.013 | 0.64869 | 2.359 | PI8702-500.1 | PI8702-500 | PI8702-246 | 12 | CIRC | 253.545 | 0.013 | -1.4185 | -1.298
PI8700-2099.1 | PI8700-2099 | PI8700-1858 | 8 | CIRC | 241.6596 | 0.013 | 0.84979 | 2.487 | PI8702-589.1 | PI8702-589 | PI8702-500 | 12 | CIRC | 89.6578 | 0.013 | -1.4152 | -1.324
PI8700-2153.1 | PI8700-2153 | PI8700-2099 | 6 | CIRC | 54.0471 | 0.013 | 0.56805 | 1.5 | PI8703-77.1 | PI8703-77 | PI8700-942 | 12 | CIRC | 76.9209 | 0.013 | 1.7282 | 1.636
PI8700-618.1 | PI8700-618 | PI8400-1220 | 12 | CIRC | 617.2472 | 0.013 | 2.5737 | 2.834 | PI8704-104.1 | PI8704-104 | PI8704-61 | 6 | CIRC | 43.6699 | 0.013 | 0.3197 | -0.715
PI8700-725.1 | PI8700-725 | PI8700-618 | 12 | CIRC | 107.3115 | 0.013 | 2.7881 | 2.556 | PI8704-61.1 | PI8704-61 | PI8700-1367 | 6 | CIRC | 60.5251 | 0.013 | -0.29376 | -0.799
PI8700-942.1 | PI8700-942 | PI8700-725 | 12 | CIRC | 216.1902 | 0.013 | 1.9028 | 1.812 | PI8705-104.1 | PI8705-104 | PI8705-61 | 6 | CIRC | 43.5465 | 0.013 | 0.57952 | 1.376
PI8701-57.1 | PI8701-57 | PI8700-618 | 12 | CIRC | 57.3447 | 0.013 | -2.5985 | -2.821 | PI8705-61.1 | PI8705-61 | PI8700-1614 | 6 | CIRC | 60.8301 | 0.013 | 0.92948 | 2.006
PI8702-246.1 | PI8702-246 | PI8700-942 | 12 | CIRC | 246.1361 | 0.013 | -1.4694 | -1.3 | PI8706-103.1 | PI8706-103 | PI8706-60 | 6 | CIRC | 42.7369 | 0.013 | 0.3451 | 1.716
PI8702-500.1 | PI8702-500 | PI8702-246 | 12 | CIRC | 253.545 | 0.013 | -1.192 | -1.089 | PI8706-60.1 | PI8706-60 | PI8700-1858 | 6 | CIRC | 60.1362 | 0.013 | 0.49544 | 2.014
PI8702-589.1 | PI8702-589 | PI8702-500 | 12 | CIRC | 89.6578 | 0.013 | -1.1927 | -1.112 | PI8800-70.1 | PI8800-70 | CC0900-11566 | 48 | CIRC | 70.0638 | 0.013 | 3.3723 | 0.262
PI8703-77.1 | PI8703-77 | PI8700-942 | 12 | CIRC | 76.9209 | 0.013 | 1.536 | 1.465 | PI9000-1681.1 | PI9000-1681 | CC0900-17460 | 48 | CIRC | 1681.221 | 0.013 | 80.8259 | 6.152
PI8704-104.1 | PI8704-104 | PI8704-61 | 6 | CIRC | 43.6699 | 0.013 | 0.30829 | -0.739 | PI9000-1722.1 | PI9000-1722 | PI9000-1681 | 48 | CIRC | 41.1499 | 0.013 | 79.0109 | 6.015
PI8704-61.1 | PI8704-61 | PI8700-1367 | 6 | CIRC | 60.5251 | 0.013 | -0.2852 | -0.798 | PI9000-1839.1 | PI9000-1839 | PI9000-1722 | 48 | CIRC | 116.719 | 0.013 | 83.3821 | 6.327
PI8705-104.1 | PI8705-104 | PI8705-61 | 6 | CIRC | 43.5465 | 0.013 | 0.32385 | 1.306 | PI9000-1943.1 | PI9000-1943 | PI9000-1839 | 48 | CIRC | 103.7609 | 0.013 | 76.7202 | 5.818
PI8705-61.1 | PI8705-61 | PI8700-1614 | 6 | CIRC | 60.8301 | 0.013 | 0.90505 | 1.955 | PI9000-2557.1 | PI9000-2557 | PI9000-1943 | 48 | CIRC | 614.0679 | 0.013 | 100.5019 | 7.549
PI8706-103.1 | PI8706-103 | PI8706-60 | 6 | CIRC | 42.7369 | 0.013 | 0.32412 | 1.716 | PI9000-2630.1 | PI9000-2630 | PI9000-2557 | 48 | CIRC | 73.4998 | 0.013 | 112.2256 | 8.402
PI8706-60.1 | PI8706-60 | PI8700-1858 | 6 | CIRC | 60.1362 | 0.013 | 0.49654 | 2.014 | PI9000-3241.1 | PI9000-3241 | PI9000-2630 | 48 | CIRC | 610.7003 | 0.013 | 74.9493 | 6.486
PI8800-70.1 | PI8800-70 | CC0900-11566 | 48 | CIRC | 70.0638 | 0.013 | 25.0126 | 1.894 | PI9000-3588.1 | PI9000-3588 | PI9000-3241 | 48 | CIRC | 346.5419 | 0.013 | 71.6069 | 5.382
PI9000-1681.1 | PI9000-1681 | CC0900-17460 | 48 | CIRC | 1681.221 | 0.013 | 76.5879 | 5.879 | PI9000-3832.1 | PI9000-3832 | PI9000-3588 | 48 | CIRC | 244.56 | 0.013 | 62.1371 | 4.667
PI9000-1722.1 | PI9000-1722 | PI9000-1681 | 48 | CIRC | 41.1499 | 0.013 | 76.6577 | 5.836 | PI9000-4117.1 | PI9000-4117 | PI9000-3832 | 42 | CIRC | 284.7201 | 0.013 | 62.0795 | 8.262
PI9000-1839.1 | PI9000-1839 | PI9000-1722 | 48 | CIRC | 116.719 | 0.013 | 79.3708 | 6.032 | PI9000-4327.1 | PI9000-4327 | PI9000-4117 | 42 | CIRC | 210.5398 | 0.013 | 62.1197 | 8.255
PI9000-1943.1 | PI9000-1943 | PI9000-1839 | 48 | CIRC | 103.7609 | 0.013 | 69.9432 | 5.315 | PI9000-4521.1 | PI9000-4521 | PI9000-4327 | 42 | CIRC | 193.3816 | 0.013 | 59.3974 | 5.822
PI9000-2557.1 | PI9000-2557 | PI9000-1943 | 48 | CIRC | 614.0679 | 0.013 | 75.6679 | 5.735 | PI9000-4993.1 | PI9000-4993 | PI9000-4521 | 42 | CIRC | 471.9612 | 0.013 | 51.6206 | 5.691
PI9000-2630.1 | PI9000-2630 | PI9000-2557 | 48 | CIRC | 73.4998 | 0.013 | 75.6665 | 5.663 | PI9000-5139.1 | PI9000-5139 | PI9000-4993 | 42 | CIRC | 145.8956 | 0.013 | 51.6041 | 5.523
PI9000-3241.1 | PI9000-3241 | PI9000-2630 | 48 | CIRC | 610.7003 | 0.013 | 75.665 | 7.055 | PI9000-5587.1 | PI9000-5587 | PI9000-5139 | 42 | CIRC | 448.2 | 0.013 | 51.5799 | 6.207
PI9000-3588.1 | PI9000-3588 | PI9000-3241 | 48 | CIRC | 346.5419 | 0.013 | 70.9343 | 5.345 | PI9000-5616.1 | PI9000-5616 | PI9000-5587 | 42 | CIRC | 28.9369 | 0.013 | 38.422 | 4.948
PI9000-3832.1 | PI9000-3832 | PI9000-3588 | 48 | CIRC | 244.56 | 0.013 | 60.1291 | 4.527 | PI9000-5680.1 | PI9000-5680 | PI9000-5616 | 42 | CIRC | 63.7316 | 0.013 | 38.4346 | 4.982
PI9000-4117.1 | PI9000-4117 | PI9000-3832 | 42 | CIRC | 284.7201 | 0.013 | 60.0011 | 8.427 | PI9000-5772.1 | PI9000-5772 | PI9000-5680 | 42 | CIRC | 91.9353 | 0.013 | 37.8599 | 4.951
PI9000-4327.1 | PI9000-4327 | PI9000-4117 | 42 | CIRC | 210.5398 | 0.013 | 60.0097 | 8.441 | PI9000-5957.1 | PI9000-5957 | PI9000-5772 | 42 | CIRC | 184.987 | 0.013 | 37.8273 | 5.509
PI9000-4521.1 | PI9000-4521 | PI9000-4327 | 42 | CIRC | 193.3816 | 0.013 | 59.7735 | 6.099 | PI9000-6222.1 | PI9000-6222 | PI9000-5957 | 42 | CIRC | 265.3231 | 0.013 | 38.6952 | 5.963
PI9000-4993.1 | PI9000-4993 | PI9000-4521 | 42 | CIRC | 471.9612 | 0.013 | 53.308 | 5.776 | PI9000-6252.1 | PI9000-6252 | PI9000-6222 | 42 | CIRC | 29.9973 | 0.013 | 37.217 | 4.844
PI9000-5139.1 | PI9000-5139 | PI9000-4993 | 42 | CIRC | 145.8956 | 0.013 | 53.3071 | 5.592 | PI9000-6527.1 | PI9000-6527 | PI9000-6252 | 42 | CIRC | 274.9808 | 0.013 | 41.5751 | 5.689
PI9000-5587.1 | PI9000-5587 | PI9000-5139 | 42 | CIRC | 448.2 | 0.013 | 53.2838 | 6.304 | PI9000-6694.1 | PI9000-6694 | PI9000-6527 | 42 | CIRC | 167.0027 | 0.013 | 48.2235 | 5.909
PI9000-5616.1 | PI9000-5616 | PI9000-5587 | 42 | CIRC | 28.9369 | 0.013 | 49.8406 | 5.593 | PI9000-6797.1 | PI9000-6797 | PI9000-6694 | 42 | CIRC | 102.9393 | 0.013 | 42.1016 | 5.911
PI9000-5680.1 | PI9000-5680 | PI9000-5616 | 42 | CIRC | 63.7316 | 0.013 | 49.83 | 5.477 | PI9000-7053.1 | PI9000-7053 | PI9000-6797 | 42 | CIRC | 255.9858 | 0.013 | 65.1937 | 6.415
PI9000-5772.1 | PI9000-5772 | PI9000-5680 | 42 | CIRC | 91.9353 | 0.013 | 49.0915 | 5.4 | PI9000-7110.1 | PI9000-7110 | PI9000-7053 | 42 | CIRC | 57.2447 | 0.013 | 44.2423 | 5.737
PI9000-5957.1 | PI9000-5957 | PI9000-5772 | 42 | CIRC | 184.987 | 0.013 | 49.083 | 5.742 | PI9000-7320.1 | PI9000-7320 | PI9000-7110 | 36 | CIRC | 209.9875 | 0.013 | 34.5952 | 4.782
PI9000-6222.1 | PI9000-6222 | PI9000-5957 | 42 | CIRC | 265.3231 | 0.013 | 49.4316 | 6.069 | PI9000-7505.1 | PI9000-7505 | PI9000-7320 | 36 | CIRC | 184.8292 | 0.013 | 34.6038 | 4.619
PI9000-6252.1 | PI9000-6252 | PI9000-6222 | 42 | CIRC | 29.9973 | 0.013 | 47.3202 | 5.052 | PI9000-7729.1 | PI9000-7729 | PI9000-7505 | 36 | CIRC | 223.964 | 0.013 | 31.9173 | 4.469
PI9000-6527.1 | PI9000-6527 | PI9000-6252 | 42 | CIRC | 274.9808 | 0.013 | 45.0849 | 5.707 | PI9000-7987.1 | PI9000-7987 | PI9000-7729 | 36 | CIRC | 258.4471 | 0.013 | 38.2831 | 5.085
PI9000-6694.1 | PI9000-6694 | PI9000-6527 | 42 | CIRC | 167.0027 | 0.013 | 44.8339 | 5.981 | PI9000-8058.1 | PI9000-8058 | PI9000-7987 | 36 | CIRC | 70.4367 | 0.013 | 44.1556 | 5.847
PI9000-6797.1 | PI9000-6797 | PI9000-6694 | 42 | CIRC | 102.9393 | 0.013 | 44.7452 | 5.998 | PI9000-8243.1 | PI9000-8243 | PI9000-8058 | 36 | CIRC | 185.5501 | 0.013 | 40.4353 | 5.34
PI9000-7053.1 | PI9000-7053 | PI9000-6797 | 42 | CIRC | 255.9858 | 0.013 | 43.499 | 6.082 | PI9000-8314.1 | PI9000-8314 | PI9000-8243 | 36 | CIRC | 70.4888 | 0.013 | 40.1655 | 5.299
PI9000-7110.1 | PI9000-7110 | PI9000-7053 | 42 | CIRC | 57.2447 | 0.013 | 43.6632 | 5.827 | PI9000-8499.1 | PI9000-8499 | PI9000-8314 | 36 | CIRC | 185.4976 | 0.013 | 37.5787 | 4.947
PI9000-7320.1 | PI9000-7320 | PI9000-7110 | 36 | CIRC | 209.9875 | 0.013 | 33.2094 | 5.15 | PI9000-8570.1 | PI9000-8570 | PI9000-8499 | 36 | CIRC | 70.7956 | 0.013 | 39.8933 | 5.244
PI9000-7505.1 | PI9000-7505 | PI9000-7320 | 36 | CIRC | 184.8292 | 0.013 | 33.1508 | 4.628 | PI9000-8815.1 | PI9000-8815 | PI9000-8570 | 36 | CIRC | 244.9961 | 0.013 | 40.0598 | 5.247
PI9000-7729.1 | PI9000-7729 | PI9000-7505 | 36 | CIRC | 223.964 | 0.013 | 32.3192 | 4.62 | PI9000-8940.1 | PI9000-8940 | PI9000-8815 | 36 | CIRC | 124.9915 | 0.013 | 54.6032 | 7.112
PI9000-7987.1 | PI9000-7987 | PI9000-7729 | 36 | CIRC | 258.4471 | 0.013 | 32.3051 | 4.468 | PI9000-9090.1 | PI9000-9090 | PI9000-8940 | 36 | CIRC | 150.1525 | 0.013 | 48.5904 | 6.294
PI9000-8058.1 | PI9000-8058 | PI9000-7987 | 36 | CIRC | 70.4367 | 0.013 | 32.2954 | 4.498 | PI9000-9155.1 | PI9000-9155 | PI9000-9090 | 36 | CIRC | 65.1361 | 0.013 | 48.6021 | 6.26
PI9000-8243.1 | PI9000-8243 | PI9000-8058 | 36 | CIRC | 185.5501 | 0.013 | 31.8573 | 4.49 | PI9000-9349.1 | PI9000-9349 | PI9000-9155 | 36 | CIRC | 193.5662 | 0.013 | 24.5376 | 3.153
PI9000-8314.1 | PI9000-8314 | PI9000-8243 | 36 | CIRC | 70.4888 | 0.013 | 31.8479 | 4.475 | PI9000-9584.1 | PI9000-9584 | PI9000-9349 | 36 | CIRC | 235.0257 | 0.013 | 28.4948 | 3.66
PI9000-8499.1 | PI9000-8499 | PI9000-8314 | 36 | CIRC | 185.4976 | 0.013 | 31.2867 | 4.509 | PI9001-735.1 | PI9001-735 | PI9000-1839 | 24 | CIRC | 735.3194 | 0.013 | 10.1618 | 2.873
PI9000-8570.1 | PI9000-8570 | PI9000-8499 | 36 | CIRC | 70.7956 | 0.013 | 31.2777 | 4.478 | PI900201-204.1 | PI900201-204 | PI9002-55 | 15 | CIRC | 203.545 | 0.013 | 6.0656 | 3.269
PI9000-8815.1 | PI9000-8815 | PI9000-8570 | 36 | CIRC | 244.9961 | 0.013 | 30.2413 | 4.534 | PI9002-242.1 | PI9002-242 | PI9002-77 | 18 | CIRC | 165.3168 | 0.013 | 15.6738 | 7.259
PI9000-8940.1 | PI9000-8940 | PI9000-8815 | 36 | CIRC | 124.9915 | 0.013 | 30.2315 | 4.544 | PI9002-375.1 | PI9002-375 | PI9002-242 | 18 | CIRC | 133.2073 | 0.013 | 5.6451 | 3.02
PI9000-9090.1 | PI9000-9090 | PI9000-8940 | 36 | CIRC | 150.1525 | 0.013 | 30.2212 | 4.277 | PI9002-448.1 | PI9002-448 | PI9002-375 | 18 | CIRC | 72.7157 | 0.013 | -8.1933 | -3.841
PI9000-9155.1 | PI9000-9155 | PI9000-9090 | 36 | CIRC | 65.1361 | 0.013 | 30.2126 | 4.092 | PI9002-55.1 | PI9002-55 | PI9000-3588 | 24 | CIRC | 54.5729 | 0.013 | 15.8794 | 4.769
PI9000-9349.1 | PI9000-9349 | PI9000-9155 | 36 | CIRC | 193.5662 | 0.013 | 17.2443 | 3.856 | PI9002-731.1 | PI9002-731 | PI9002-448 | 12 | CIRC | 282.9083 | 0.013 | 2.7409 | 3.877
PI9000-9584.1 | PI9000-9584 | PI9000-9349 | 36 | CIRC | 235.0257 | 0.013 | 28.092 | 4.304 | PI9002-77.1 | PI9002-77 | PI9002-55 | 18 | CIRC | 22.0026 | 0.013 | 14.9429 | 7.553
PI9001-735.1 | PI9001-735 | PI9000-1839 | 24 | CIRC | 735.3194 | 0.013 | 14.82 | 4.227 | PI9002-771.1 | PI9002-771 | PI9002-731 | 12 | CIRC | 40.2623 | 0.013 | 3.2977 | 3.837
PI900201-204.1 | PI900201-204 | PI9002-55 | 15 | CIRC | 203.545 | 0.013 | 7.7128 | 4.162 | PI9003-11.1 | PI9003-11 | PI9000-4521 | 12 | CIRC | 10.8732 | 0.013 | 9.787 | 8.514
PI9002-242.1 | PI9002-242 | PI9002-77 | 18 | CIRC | 165.3168 | 0.013 | 9.7662 | 4.515 | PI9004-302.1 | PI9004-302 | PI9000-5587 | 24 | CIRC | 301.6921 | 0.013 | 13.5257 | 3.807
PI9002-375.1 | PI9002-375 | PI9002-242 | 18 | CIRC | 133.2073 | 0.013 | 4.7781 | 3.334 | PI9004-339.1 | PI9004-339 | PI9004-302 | 24 | CIRC | 37.3682 | 0.013 | 13.6662 | 3.811
PI9002-448.1 | PI9002-448 | PI9002-375 | 18 | CIRC | 72.7157 | 0.013 | 4.7105 | 3.71 | PI9004-716.1 | PI9004-716 | PI9004-339 | 24 | CIRC | 376.6048 | 0.013 | 13.746 | 3.801
PI9002-55.1 | PI9002-55 | PI9000-3588 | 24 | CIRC | 54.5729 | 0.013 | 13.4886 | 3.796 | PI9004-866.1 | PI9004-866 | PI9004-716 | 24 | CIRC | 150.0003 | 0.013 | 11.5077 | 3.841
PI9002-731.1 | PI9002-731 | PI9002-448 | 12 | CIRC | 282.9083 | 0.013 | 3.6478 | 4.249 | PI900501-44.1 | PI900501-44 | PI9005-732 | 12 | CIRC | 44.1514 | 0.013 | 1.3552 | 1.202
PI9002-77.1 | PI9002-77 | PI9002-55 | 18 | CIRC | 22.0026 | 0.013 | 9.4606 | 4.43 | PI900502-277.1 | PI900502-277 | PI9005-769 | 12 | CIRC | 277.2409 | 0.013 | 2.9792 | 3.525
PI9002-771.1 | PI9002-771 | PI9002-731 | 12 | CIRC | 40.2623 | 0.013 | 3.8446 | 4.154 | PI900502-694.1 | PI900502-694 | PI900502-277 | 12 | CIRC | 416.8513 | 0.013 | -3.2618 | -3.395
PI9003-11.1 | PI9003-11 | PI9000-4521 | 12 | CIRC | 10.8732 | 0.013 | -3.0144 | 2.512 | PI900502-762.1 | PI900502-762 | PI900502-694 | 12 | CIRC | 65.6287 | 0.013 | 2.9693 | 3.054
PI9004-302.1 | PI9004-302 | PI9000-5587 | 24 | CIRC | 301.6921 | 0.013 | 13.4827 | 3.799 | PI9005-1077.1 | PI9005-1077 | PI9005-769 | 12 | CIRC | 307.9701 | 0.013 | 2.7832 | 2.15
PI9004-339.1 | PI9004-339 | PI9004-302 | 24 | CIRC | 37.3682 | 0.013 | 13.7226 | 3.861 | PI9005-1340.1 | PI9005-1340 | PI9005-1077 | 12 | CIRC | 263.4231 | 0.013 | 2.3469 | 1.784
PI9004-716.1 | PI9004-716 | PI9004-339 | 24 | CIRC | 376.6048 | 0.013 | 14.1821 | 3.956 | PI9005-1478.1 | PI9005-1478 | PI9005-1340 | 12 | CIRC | 137.9068 | 0.013 | 2.3332 | 1.746
PI9004-866.1 | PI9004-866 | PI9004-716 | 24 | CIRC | 150.0003 | 0.013 | 12.0182 | 3.727 | PI9005-1677.1 | PI9005-1677 | PI9005-1478 | 12 | CIRC | 198.7864 | 0.013 | 3.6799 | 2.541
PI900501-44.1 | PI900501-44 | PI9005-732 | 12 | CIRC | 44.1514 | 0.013 | 1.6006 | 1.42 | PI9005-1790.1 | PI9005-1790 | PI9005-1677 | 12 | CIRC | 112.6155 | 0.013 | 3.6789 | 2.435
PI900502-277.1 | PI900502-277 | PI9005-769 | 12 | CIRC | 277.2409 | 0.013 | 2.3094 | 3.38 | PI9005-1935.1 | PI9005-1935 | PI9005-1790 | 12 | CIRC | 145.0298 | 0.013 | 3.7587 | 2.403
PI900502-694.1 | PI900502-694 | PI900502-277 | 12 | CIRC | 416.8513 | 0.013 | -2.9109 | -3.044 | PI9005-391.1 | PI9005-391 | PI9000-7110 | 18 | CIRC | 390.9344 | 0.013 | 6.8515 | 3.557
PI900502-762.1 | PI900502-762 | PI900502-694 | 12 | CIRC | 65.6287 | 0.013 | 2.5961 | 2.698 | PI9005-501.1 | PI9005-501 | PI9005-391 | 18 | CIRC | 110.4397 | 0.013 | 6.8848 | 3.549
PI9005-1077.1 | PI9005-1077 | PI9005-769 | 12 | CIRC | 307.9701 | 0.013 | 2.9182 | 2.293 | PI9005-592.1 | PI9005-592 | PI9005-501 | 18 | CIRC | 90.2351 | 0.013 | 6.9194 | 3.534
PI9005-1340.1 | PI9005-1340 | PI9005-1077 | 12 | CIRC | 263.4231 | 0.013 | 2.5424 | 1.942 | PI9005-732.1 | PI9005-732 | PI9005-592 | 18 | CIRC | 140.2698 | 0.013 | 6.9641 | 3.469
PI9005-1478.1 | PI9005-1478 | PI9005-1340 | 12 | CIRC | 137.9068 | 0.013 | 2.5299 | 1.893 | PI9005-769.1 | PI9005-769 | PI9005-732 | 12 | CIRC | 37.1993 | 0.013 | 7.0304 | 5.627
PI9005-1677.1 | PI9005-1677 | PI9005-1478 | 12 | CIRC | 198.7864 | 0.013 | 3.653 | 2.527 | PI9006-201.1 | PI9006-201 | PI9000-9155 | 36 | CIRC | 201.4033 | 0.013 | 25.8712 | 6.132
PI9005-1790.1 | PI9005-1790 | PI9005-1677 | 12 | CIRC | 112.6155 | 0.013 | 3.6531 | 2.425 | PI9006-282.1 | PI9006-282 | PI9006-201 | 36 | CIRC | 81.0069 | 0.013 | 24.1958 | 6.505
PI9005-1935.1 | PI9005-1935 | PI9005-1790 | 12 | CIRC | 145.0298 | 0.013 | 3.8158 | 2.402 | PI9006-317.1 | PI9006-317 | PI9006-282 | 36 | CIRC | 35.0121 | 0.013 | 19.7718 | 5.473
PI9005-391.1 | PI9005-391 | PI9000-7110 | 18 | CIRC | 390.9344 | 0.013 | 7.6844 | 3.934 | PI9300-2142.1 | PI9300-2142 | CC0900-25612 | 30 | CIRC | 2145 | 0.013 | 25.8922 | 4.562
PI9005-501.1 | PI9005-501 | PI9005-391 | 18 | CIRC | 110.4397 | 0.013 | 7.6975 | 3.902 | PI9300-2311.1 | PI9300-2311 | PI9300-2142 | 30 | CIRC | 169 | 0.013 | 25.9023 | 4.548
PI9005-592.1 | PI9005-592 | PI9005-501 | 18 | CIRC | 90.2351 | 0.013 | 7.7094 | 3.862 | PI9300-2827.1 | PI9300-2827 | PI9300-2311 | 24 | CIRC | 516 | 0.013 | 11.7191 | 3.04
PI9005-732.1 | PI9005-732 | PI9005-592 | 18 | CIRC | 140.2698 | 0.013 | 7.7311 | 3.774 | PI9300-3068.1 | PI9300-3068 | PI9300-2827 | 18 | CIRC | 241 | 0.013 | 11.9115 | 4.658
PI9005-769.1 | PI9005-769 | PI9005-732 | 12 | CIRC | 37.1993 | 0.013 | 7.8015 | 5.96 | PI9400-0.1 | PI9400-0 | CC0900-26669 | 66 | CIRC | 118.5354 | 0.013 | 141.2753 | 5.68
PI900601-333.1 | PI900601-333 | PI900601-64 | 15 | CIRC | 104 | 0.013 | 5.1924 | 7.282 | PI9400-1418.1 | PI9400-1418 | PI9400-813 | 24 | CIRC | 604.9629 | 0.013 | 11.938 | 3.689
PI900601-64.1 | PI900601-64 | PI9006-201 | 36 | CIRC | 63.6303 | 0.013 | -24.7674 | -3.294 | PI9400-1744.1 | PI9400-1744 | PI9400-1418 | 24 | CIRC | 325.6133 | 0.013 | 11.9302 | 3.868
PI900601-64.2 | PI900601-64 | PI9000-9349 | 36 | CIRC | 43.997 | 0.013 | -24.8544 | -3.305 | PI9400-2004.1 | PI9400-2004 | PI9400-1744 | 21 | CIRC | 259.9229 | 0.013 | 11.9245 | 4.343
PI900601-808.1 | PI900601-808 | PI900601-64 | 15 | CIRC | 113 | 0.013 | 9.0678 | 8.019 | PI9400-2264.1 | PI9400-2264 | PI9400-2004 | 21 | CIRC | 259.9612 | 0.013 | 12.0666 | 4.31
PI9006-201.1 | PI9006-201 | PI9000-9155 | 36 | CIRC | 201.4033 | 0.013 | 14.8034 | 3.912 | PI9400-2557.1 | PI9400-2557 | PI9400-2264 | 18 | CIRC | 293.19 | 0.013 | -3.0142 | -1.415
PI9006-282.1 | PI9006-282 | PI9006-201 | 36 | CIRC | 81.0069 | 0.013 | 31.9275 | 8.767 | PI9400-2861.1 | PI9400-2861 | PI9400-2557 | 15 | CIRC | 304.4126 | 0.013 | -3.0093 | -2.001
PI9006-317.1 | PI9006-317 | PI9006-282 | 36 | CIRC | 35.0121 | 0.013 | 31.9408 | 6.59 | PI9400-3124.1 | PI9400-3124 | PI9400-2861 | 15 | CIRC | 263.0002 | 0.013 | 3.3715 | 2.227
PI9300-2142.1 | PI9300-2142 | CC0900-25612 | 30 | CIRC | 2145 | 0.013 | 25.7891 | 4.549 | PI9400-54.1 | PI9400-54 | PI9400-0 | 24 | CIRC | 118.4666 | 0.013 | 11.9705 | 3.47
PI9300-2311.1 | PI9300-2311 | PI9300-2142 | 30 | CIRC | 169 | 0.013 | 25.7997 | 4.535 | PI9400-578.1 | PI9400-578 | PI9400-54 | 24 | CIRC | 329.8234 | 0.013 | 11.9604 | 3.533
PI9300-2827.1 | PI9300-2827 | PI9300-2311 | 24 | CIRC | 516 | 0.013 | 11.7651 | 3.054 | PI9400-813.1 | PI9400-813 | PI9400-578 | 24 | CIRC | 235.156 | 0.013 | 11.9523 | 3.514
PI9300-3068.1 | PI9300-3068 | PI9300-2827 | 18 | CIRC | 241 | 0.013 | 11.9435 | 4.68 | PI9401-322.1 | PI9401-322 | PI9401-43 | 15 | CIRC | 279.0183 | 0.013 | 4.4151 | 2.87
PI9400-0.1 | PI9400-0 | CC0900-26669 | 66 | CIRC | 118.5354 | 0.013 | 139.1124 | 5.594 | PI9401-43.1 | PI9401-43 | PI9400-2264 | 18 | CIRC | 42.5602 | 0.013 | 7.6424 | 3.488
PI9400-1418.1 | PI9400-1418 | PI9400-813 | 24 | CIRC | 604.9629 | 0.013 | 11.9381 | 3.698 | PI9401-647.1 | PI9401-647 | PI9401-322 | 15 | CIRC | 325.3635 | 0.013 | 4.3898 | 2.995
PI9400-1744.1 | PI9400-1744 | PI9400-1418 | 24 | CIRC | 325.6133 | 0.013 | 11.9284 | 3.877 | PI9500-1119.1 | PI9500-1119 | PI9500-575 | 48 | CIRC | 543.5999 | 0.013 | -0.37317 | -0.326
PI9400-2004.1 | PI9400-2004 | PI9400-1744 | 21 | CIRC | 259.9229 | 0.013 | 11.92 | 4.342 | PI9500-1726.1 | PI9500-1726 | PI9500-1119 | 48 | CIRC | 606.8905 | 0.013 | 0 | 0
PI9400-2264.1 | PI9400-2264 | PI9400-2004 | 21 | CIRC | 259.9612 | 0.013 | 12.0769 | 4.313 | PI9500-2401.1 | PI9500-2401 | PI9500-1726 | 48 | CIRC | 674.9348 | 0.013 | 0 | 0
PI9400-2557.1 | PI9400-2557 | PI9400-2264 | 18 | CIRC | 293.19 | 0.013 | -3.0168 | -1.416 | PI9500-252.1 | PI9500-252 | PI9400-0 | 66 | CIRC | 118.5354 | 0.013 | 130.185 | 5.261
PI9400-2861.1 | PI9400-2861 | PI9400-2557 | 15 | CIRC | 304.4126 | 0.013 | -3.0076 | -1.999 | PI9500-2873.1 | PI9500-2873 | PI9500-2401 | 48 | CIRC | 472.5911 | 0.013 | 0 | 0
PI9400-3124.1 | PI9400-3124 | PI9400-2861 | 15 | CIRC | 263.0002 | 0.013 | 3.3758 | 2.23 | PI9500-2924.1 | PI9500-2924 | PI9500-2873 | 48 | CIRC | 51.308 | 0.013 | 0 | 0
PI9400-54.1 | PI9400-54 | PI9400-0 | 24 | CIRC | 118.4666 | 0.013 | 11.9703 | 3.47 | PI9500-3566.1 | PI9500-3566 | PI9500-2924 | 48 | CIRC | 641.5655 | 0.013 | 0 | 0
PI9400-578.1 | PI9400-578 | PI9400-54 | 24 | CIRC | 329.8234 | 0.013 | 11.9604 | 3.533 | PI9500-3625.1 | PI9500-3625 | PI9500-3566 | 48 | CIRC | 59.0242 | 0.013 | 0 | 0
PI9400-813.1 | PI9400-813 | PI9400-578 | 24 | CIRC | 235.156 | 0.013 | 11.9523 | 3.514 | PI9500-575.1 | PI9500-575 | PI9500-252 | 54 | CIRC | 322.6297 | 0.013 | 56.7839 | 3.902
PI9401-322.1 | PI9401-322 | PI9401-43 | 15 | CIRC | 279.0183 | 0.013 | 4.4466 | 2.892 | PI9501-1559.1 | PI9501-1559 | PI9501-578 | 24 | CIRC | 980.5843 | 0.013 | 15.4531 | 4.553
PI9401-43.1 | PI9401-43 | PI9400-2264 | 18 | CIRC | 42.5602 | 0.013 | 7.6735 | 3.501 | PI9501-2159.1 | PI9501-2159 | PI9501-1559 | 24 | CIRC | 599.7515 | 0.013 | 15.4857 | 4.429
PI9401-647.1 | PI9401-647 | PI9401-322 | 15 | CIRC | 325.3635 | 0.013 | 4.4071 | 2.996 | PI9501-578.1 | PI9501-578 | PI9500-575 | 24 | CIRC | 578.4594 | 0.013 | 15.3419 | 6.594
PI9500-1119.1 | PI9500-1119 | PI9500-575 | 48 | CIRC | 543.5999 | 0.013 | -0.31758 | -0.306 | PI9600-1761.1 | PI9600-1761 | PI9600-998 | 48 | CIRC | 762.7225 | 0.013 | 67.632 | 6.474
PI9500-1726.1 | PI9500-1726 | PI9500-1119 | 48 | CIRC | 606.8905 | 0.013 | 0 | 0 | PI9600-2131.1 | PI9600-2131 | PI9600-1761 | 36 | CIRC | 369.9817 | 0.013 | 40.6137 | 5.46
PI9500-2401.1 | PI9500-2401 | PI9500-1726 | 48 | CIRC | 674.9348 | 0.013 | 0 | 0 | PI9600-2264.1 | PI9600-2264 | PI9600-2131 | 36 | CIRC | 132.7996 | 0.013 | 40.6103 | 5.435
PI9500-252.1 | PI9500-252 | PI9400-0 | 66 | CIRC | 118.5354 | 0.013 | 128.0083 | 5.174 | PI9600-2331.1 | PI9600-2331 | PI9600-2264 | 36 | CIRC | 67.2532 | 0.013 | 40.6073 | 5.421
PI9500-2873.1 | PI9500-2873 | PI9500-2401 | 48 | CIRC | 472.5911 | 0.013 | 0 | 0 | PI9600-2781.1 | PI9600-2781 | PI9600-2331 | 36 | CIRC | 450.2739 | 0.013 | 38.6206 | 5.095
PI9500-2924.1 | PI9500-2924 | PI9500-2873 | 48 | CIRC | 51.308 | 0.013 | 0 | 0 | PI9600-2816.1 | PI9600-2816 | PI9600-2781 | 36 | CIRC | 35.0071 | 0.013 | 37.5446 | 4.945
PI9500-3566.1 | PI9500-3566 | PI9500-2924 | 48 | CIRC | 641.5655 | 0.013 | 0 | 0 | PI9600-2907.1 | PI9600-2907 | PI9600-2816 | 30 | CIRC | 91.0664 | 0.013 | 34.9965 | 6.478
PI9500-3625.1 | PI9500-3625 | PI9500-3566 | 48 | CIRC | 59.0242 | 0.013 | 0 | 0 | PI9600-3082.1 | PI9600-3082 | PI9600-2907 | 30 | CIRC | 174.7034 | 0.013 | 30.2525 | 5.537
PI9500-575.1 | PI9500-575 | PI9500-252 | 54 | CIRC | 322.6297 | 0.013 | 55.2178 | 3.864 | PI9600-3191.1 | PI9600-3191 | PI9600-3082 | 18 | CIRC | 109.0635 | 0.013 | 24.4468 | 10.079
PI9501-1559.1 | PI9501-1559 | PI9501-578 | 24 | CIRC | 980.5843 | 0.013 | 15.4741 | 4.559 | PI9600-33.1 | PI9600-33 | PI9500-252 | 24 | CIRC | 32.9991 | 0.013 | 76.8047 | 19.573
PI9501-2159.1 | PI9501-2159 | PI9501-1559 | 24 | CIRC | 599.7515 | 0.013 | 15.5043 | 4.433 | PI9600-3386.1 | PI9600-3386 | PI9600-3191 | 18 | CIRC | 194.6339 | 0.013 | 11.655 | 5.754
PI9501-578.1 | PI9501-578 | PI9500-575 | 24 | CIRC | 578.4594 | 0.013 | 15.3684 | 6.601 | PI9600-3614.1 | PI9600-3614 | PI9600-3386 | 18 | CIRC | 228.3713 | 0.013 | 11.6126 | 5.44
PI9600-1761.1 | PI9600-1761 | PI9600-998 | 48 | CIRC | 762.7225 | 0.013 | 67.2559 | 6.468 | PI9600-3853.1 | PI9600-3853 | PI9600-3614 | 18 | CIRC | 238.6509 | 0.013 | 8.8296 | 6.089
PI9600-2131.1 | PI9600-2131 | PI9600-1761 | 36 | CIRC | 369.9817 | 0.013 | 40.5986 | 5.458 | PI9600-3923.1 | PI9600-3923 | PI9600-3853 | 15 | CIRC | 70.3198 | 0.013 | 4.4279 | 4.522
PI9600-2264.1 | PI9600-2264 | PI9600-2131 | 36 | CIRC | 132.7996 | 0.013 | 40.5951 | 5.433 | PI9600-4409.1 | PI9600-4409 | PI9600-3923 | 15 | CIRC | 485.3912 | 0.013 | 3.8684 | 4.428
PI9600-2331.1 | PI9600-2331 | PI9600-2264 | 36 | CIRC | 67.2532 | 0.013 | 40.5921 | 5.419 | PI9600-4475.1 | PI9600-4475 | PI9600-4409 | 12 | CIRC | 305.8612 | 0.013 | 4.0766 | 3.86
PI9600-2781.1 | PI9600-2781 | PI9600-2331 | 36 | CIRC | 450.2739 | 0.013 | 38.5948 | 5.092 | PI9600-4714.1 | PI9600-4714 | PI9600-4475 | 12 | CIRC | 305.8612 | 0.013 | 1.7545 | 2.065
PI9600-2816.1 | PI9600-2816 | PI9600-2781 | 36 | CIRC | 35.0071 | 0.013 | 37.5268 | 4.943 | PI9600-4738.1 | PI9600-4738 | PI9600-4714 | 12 | CIRC | 23.8012 | 0.013 | 1.9889 | 2.907
PI9600-2907.1 | PI9600-2907 | PI9600-2816 | 30 | CIRC | 91.0664 | 0.013 | 34.977 | 6.474 | PI9600-4955.1 | PI9600-4955 | PI9600-4738 | 12 | CIRC | 217.1824 | 0.013 | 1.9911 | 2.714
PI9600-3082.1 | PI9600-3082 | PI9600-2907 | 30 | CIRC | 174.7034 | 0.013 | 30.2856 | 5.551 | PI9600-5177.1 | PI9600-5177 | PI9600-4955 | 12 | CIRC | 221.735 | 0.013 | 1.9996 | 3.057
PI9600-3191.1 | PI9600-3191 | PI9600-3082 | 18 | CIRC | 109.0635 | 0.013 | 24.4467 | 10.082 | PI9600-5267.1 | PI9600-5267 | PI9600-5177 | 12 | CIRC | 90.0002 | 0.013 | 2.0162 | 2.308
PI9600-33.1 | PI9600-33 | PI9500-252 | 24 | CIRC | 32.9991 | 0.013 | 76.2227 | 19.466 | PI9600-5639.1 | PI9600-5639 | PI9600-5267 | 12 | CIRC | 371.9193 | 0.013 | 2.1306 | 2.714
PI9600-3386.1 | PI9600-3386 | PI9600-3191 | 18 | CIRC | 194.6339 | 0.013 | 12.0702 | 5.811 | PI9600-763.1 | PI9600-763 | PI9600-33 | 48 | CIRC | 729.5086 | 0.013 | 76.8507 | 5.657
PI9600-3614.1 | PI9600-3614 | PI9600-3386 | 18 | CIRC | 228.3713 | 0.013 | 12.034 | 5.547 | PI9600-998.1 | PI9600-998 | PI9600-763 | 48 | CIRC | 235.7894 | 0.013 | 76.8847 | 12.438
PI9600-3853.1 | PI9600-3853 | PI9600-3614 | 18 | CIRC | 238.6509 | 0.013 | 8.8257 | 6.092 | PI9601-1195.1 | PI9601-1195 | PI9601-909 | 30 | CIRC | 285.6836 | 0.013 | 20.8503 | 6.069
PI9600-3923.1 | PI9600-3923 | PI9600-3853 | 15 | CIRC | 70.3198 | 0.013 | 4.2731 | 4.522 | PI9601-167.1 | PI9601-167 | PI9600-1761 | 36 | CIRC | 167.1972 | 0.013 | 34.9875 | 4.576
PI9600-4409.1 | PI9600-4409 | PI9600-3923 | 15 | CIRC | 485.3912 | 0.013 | 3.8713 | 4.429 | PI9601-350.1 | PI9601-350 | PI9601-167 | 36 | CIRC | 182.8855 | 0.013 | 20.8456 | 2.732
PI9600-4475.1 | PI9600-4475 | PI9600-4409 | 12 | CIRC | 305.8612 | 0.013 | 4.0783 | 3.862 | PI9601-909.1 | PI9601-909 | PI9601-350 | 30 | CIRC | 558.8406 | 0.013 | 20.8396 | 4.227
PI9600-4714.1 | PI9600-4714 | PI9600-4475 | 12 | CIRC | 305.8612 | 0.013 | 1.7548 | 2.065 | PI9602-323.1 | PI9602-323 | PI9600-2331 | 12 | CIRC | 322.5804 | 0.013 | 4.3089 | 4.278
PI9600-4738.1 | PI9600-4738 | PI9600-4714 | 12 | CIRC | 23.8012 | 0.013 | 1.9913 | 2.907 | PI960301-397.1 | PI960301-397 | PI9603-866 | 12 | CIRC | 397.3213 | 0.013 | -0.96823 | -1.309
PI9600-4955.1 | PI9600-4955 | PI9600-4738 | 12 | CIRC | 217.1824 | 0.013 | 1.9936 | 2.714 | PI960302-501.1 | PI960302-501 | PI9603-866 | 12 | CIRC | 679.2811 | 0.013 | 3.1202 | 2.807
PI9600-5177.1 | PI9600-5177 | PI9600-4955 | 12 | CIRC | 221.735 | 0.013 | 2.0023 | 3.057 | PI9603-429.1 | PI9603-429 | PI9600-2816 | 18 | CIRC | 428.7466 | 0.013 | 9.9601 | 4.38
PI9600-5267.1 | PI9600-5267 | PI9600-5177 | 12 | CIRC | 90.0002 | 0.013 | 2.019 | 2.308 | PI9603-465.1 | PI9603-465 | PI9603-429 | 18 | CIRC | 35.9304 | 0.013 | 4.4242 | 4.021
PI9600-5639.1 | PI9600-5639 | PI9600-5267 | 12 | CIRC | 371.9193 | 0.013 | 2.1344 | 2.682 | PI9603-866.1 | PI9603-866 | PI9603-465 | 18 | CIRC | 401.5741 | 0.013 | 3.1916 | 4.919
PI9600-763.1 | PI9600-763 | PI9600-33 | 48 | CIRC | 729.5086 | 0.013 | 76.2677 | 5.619 | PI9604-247.1 | PI9604-247 | PI9600-3082 | 12 | CIRC | 246.9826 | 0.013 | 2.1198 | 4.643
PI9600-998.1 | PI9600-998 | PI9600-763 | 48 | CIRC | 235.7894 | 0.013 | 76.301 | 12.447 | PI9604-285.1 | PI9604-285 | PI9604-247 | 12 | CIRC | 38.497 | 0.013 | 2.1305 | 3.345
PI9601-1195.1 | PI9601-1195 | PI9601-909 | 30 | CIRC | 285.6836 | 0.013 | 20.8491 | 6.084 | PI9604-472.1 | PI9604-472 | PI9604-285 | 12 | CIRC | 186.2229 | 0.013 | 2.1759 | 3.93
PI9601-167.1 | PI9601-167 | PI9600-1761 | 36 | CIRC | 167.1972 | 0.013 | 34.0901 | 4.468 | PI9605-148.1 | PI9605-148 | PI9600-3614 | 12 | CIRC | 148.0334 | 0.013 | 5.9705 | 4.573
PI9601-350.1 | PI9601-350 | PI9601-167 | 36 | CIRC | 182.8855 | 0.013 | 20.8231 | 2.735 | PI9606-258.1 | PI9606-258 | PI9600-3853 | 15 | CIRC | 257.6173 | 0.013 | 6.0007 | 3.743
PI9601-909.1 | PI9601-909 | PI9601-350 | 30 | CIRC | 558.8406 | 0.013 | 20.83 | 4.251 | PX0100-0.1 | PX0100-0 | CC0900-8904 | 62 x 288 | ARCHSPRUNG | 27.3263 | 0.013 | 447.9818 | 5.106
PI9602-323.1 | PI9602-323 | PI9600-2331 | 12 | CIRC | 322.5804 | 0.013 | 4.3166 | 4.281 | PX0100-1415.1 | PX0100-1415 | PX0100-855 | 21 | CIRC | 560.0199 | 0.013 | 18.0859 | 4.842
PI960301-397.1 | PI960301-397 | PI9603-866 | 12 | CIRC | 397.3213 | 0.013 | -0.82582 | -1.3 | PX0100-1919.1 | PX0100-1919 | PX0100-1415 | 21 | CIRC | 504.0577 | 0.013 | 18.0711 | 4.327
PI960302-501.1 | PI960302-501 | PI9603-866 | 12 | CIRC | 679.2811 | 0.013 | 3.123 | 2.81 | PX0100-2486.1 | PX0100-2486 | PX0100-1919 | 21 | CIRC | 566.4394 | 0.013 | 18.0553 | 3.994
PI9603-429.1 | PI9603-429 | PI9600-2816 | 18 | CIRC | 428.7466 | 0.013 | 9.9797 | 4.386 | PX0100-284.1 | PX0100-284 | PX0100-0 | 24 | CIRC | 306.6851 | 0.013 | 18.1201 | 5.258
PI9603-465.1 | PI9603-465 | PI9603-429 | 18 | CIRC | 35.9304 | 0.013 | 4.4215 | 4.025 | PX0100-4641.1 | PX0100-4641 | PX0100-2486 | 24 | CIRC | 2264.2884 | 0.013 | 19.1254 | 10.497
PI9603-866.1 | PI9603-866 | PI9603-465 | 18 | CIRC | 401.5741 | 0.013 | 3.2004 | 4.926 | PX0100-855.1 | PX0100-855 | PX0100-284 | 21 | CIRC | 571.2592 | 0.013 | 18.1024 | 5.61
PI9604-247.1 | PI9604-247 | PI9600-3082 | 12 | CIRC | 246.9826 | 0.013 | 2.1107 | 4.644 | PX0101-3163.1 | PX0101-3163 | PX0100-4792 | 10 | CIRC | 3163.0017 | 0.013 | 3.0002 | 5.777
PI9604-285.1 | PI9604-285 | PI9604-247 | 12 | CIRC | 38.497 | 0.013 | 2.1221 | 3.344 | PX0102-1875.1 | PX0102-1875 | PX0101-3491 | 36 | CIRC | 1875.005 | 0.013 | 40.4756 | 5.321
PI9604-472.1 | PI9604-472 | PI9604-285 | 12 | CIRC | 186.2229 | 0.013 | 2.1717 | 3.93 | PX0103-1345.1 | PX0103-1345 | PX0100-4792 | 54 | CIRC | 1344.9956 | 0.013 | 477.6483 | 32.017
PI9605-148.1 | PI9605-148 | PI9600-3614 | 12 | CIRC | 148.0334 | 0.013 | 5.6792 | 4.352 | PX0103-2095.1 | PX0103-2095 | PX0103-1345 | 54 | CIRC | 765.5438 | 0.013 | 73.6561 | 4.434
PI9606-258.1 | PI9606-258 | PI9600-3853 | 15 | CIRC | 257.6173 | 0.013 | 6.0047 | 3.744 | PX0103-3229.1 | PX0103-3229 | PX0103-2095 | 48 | CIRC | 1134.0416 | 0.013 | 52.0191 | 3.911
CC0200-209.1 | CC0200-209 | CC0200-142 | 48 | CIRC | 65 | 0.013 | 60.4344 | 4.564 | PX0103-3344.1 | PX0103-3344 | PX0103-3229 | 48 | CIRC | 119.2396 | 0.013 | 52.0369 | 3.903
CC0200-522.1 | CC0200-522 | CC0200-434 | 60 | CIRC | 82 | 0.013 | 63.7006 | 1.789 | PX0103-4029.1 | PX0103-4029 | PX0103-3344 | 48 | CIRC | 685.4043 | 0.013 | 32.275 | 2.458
CC0200-1644.1 | CC0200-1644 | CC0200-1549 | 60 | CIRC | 90 | 0.013 | 48.2897 | 3.688 | PX0103-4673.1 | PX0103-4673 | PX0103-4029 | 36 | CIRC | 643.7806 | 0.013 | 32.3393 | 4.259
CC0200-2655.1 | CC0200-2655 | CC0200-2500 | 42 | CIRC | 144 | 0.013 | 44.5353 | 4.944 | PX0103-5270.1 | PX0103-5270 | PX0103-4673 | 36 | CIRC | 596.8913 | 0.013 | 9.4478 | 1.28
CC0200-3298.1 | CC0200-3298 | CC0200-3167 | 42 | CIRC | 120 | 0.013 | 45.5305 | 5.128 | PX0104-1974.1 | PX0104-1974 | PX0104-767 | 30 | CIRC | 1212.3412 | 0.013 | 4.6003 | 0.897
CC0300-675.1 | CC0300-675 | CC0300-562 | 36 x 84 | RECT | 103 | 0.013 | 210.2063 | 4.774 | PX0104-767.1 | PX0104-767 | PX0103-2095 | 30 | CIRC | 766.5531 | 0.013 | 29.631 | 5.305
CC0901-1323.1 | CC0901-1323 | CC0901-1113 | 84 | CIRC | 127 | 0.013 | 258.8666 | 6.795 | PX0105-366.1 | PX0105-366 | PX0101-3491 | 48 | CIRC | 366.1985 | 0.013 | 105.6355 | 8.679
CC0901-1654.1 | CC0901-1654 | CC0901-1577 | 72 | CIRC | 92 | 0.013 | 250.4912 | 4.267 | PX0106-2623.1 | PX0106-2623 | PX0100-4792 | 72 x 96 | RECT | 317.4036 | 0.013 | 343.4167 | 19.95
CC0901-1398.1 | CC0901-1398 | CC0901-1323 | 84 | CIRC | 79 | 0.013 | 258.8989 | 6.692 | PX0106-3245.1 | PX0106-3245 | PX0106-2623 | 66 | CIRC | 599.9319 | 0.013 | 145.386 | 5.872
CC0900-1366.1 | CC0900-1366 | CC0900-1318 | 71.04 x 188 | ARCHSPRUNG | 47.9 | 0.013 | 650.4965 | 6.4 | PX0106-3704.1 | PX0106-3704 | PX0106-3245 | 66 | CIRC | 459.1051 | 0.013 | 145.3281 | 5.847
CC0900-4998.1 | CC0900-4998 | CC0900-4870 | 60 x 288 | ARCHSPRUNG | 100 | 0.013 | 307.6381 | 3.627 | PX0106-3868.1 | PX0106-3868 | PX0106-3704 | 66 | CIRC | 158.695 | 0.013 | 145.2843 | 5.827
CC0900-8981.1 | CC0900-8981 | CC0900-8904 | 62 x 288 | ARCHSPRUNG | 62 | 0.013 | 338.8482 | 3.858 | PX0106-4363.1 | PX0106-4363 | PX0106-3868 | 36 | CIRC | 494.9141 | 0.013 | 45.501 | 6.013
CC0900-11893.1 | CC0900-11893 | CC0900-11566 | 60 x 96 | RECT | 298 | 0.013 | 307.769 | 3.707 | PX0106-4914.1 | PX0106-4914 | PX0106-4363 | 36 | CIRC | 551.74 | 0.013 | 45.4821 | 5.853
CC0900-12511.1 | CC0900-12511 | CC0900-12368 | 60 x 96 | RECT | 143 | 0.013 | 303.2939 | 3.652 | PX0106-5313.1 | PX0106-5313 | PX0106-4914 | 36 | CIRC | 403.7706 | 0.013 | 20.2113 | 2.598
CC0900-13922.1 | CC0900-13922 | CC0900-13861 | 60 x 136 | ARCHSPRUNG | 93 | 0.025 | 173.1806 | 2.447 | PX0107-1933.1 | PX0107-1933 | PX0106-3868 | 60 | CIRC | 1932.7157 | 0.013 | 8.826 | 3.38
CC0900-14724.1 | CC0900-14724 | CC0900-14655 | 60 x 136 | ARCHSPRUNG | 65 | 0.025 | 172.6966 | 2.281 | PX0108-1306.1 | PX0108-1306 | PX0108-549 | 66 | CIRC | 767.03 | 0.013 | 4.9773 | 1.522
CC0900-15495.1 | CC0900-15495 | CC0900-15428 | 60 x 136 | ARCHSPRUNG | 65 | 0.025 | 172.7065 | 2.194 | PX0108-1363.1 | PX0108-1363 | PX0108-1306 | 66 | CIRC | 48.2127 | 0.013 | 2.4431 | 0.581
CC0900-16185.1 | CC0900-16185 | CC0900-16117 | 60 x 136 | ARCHSPRUNG | 65 | 0.025 | 172.7668 | 2.448 | PX0108-1609.1 | PX0108-1609 | PX0108-1363 | 42 | CIRC | 235.2969 | 0.013 | 1.4308 | 0.548
CC0900-16575.1 | CC0900-16575 | CC0900-16493 | 60 x 136 | ARCHSPRUNG | 80 | 0.025 | 172.7831 | 2.517 | PX0108-1872.1 | PX0108-1872 | PX0108-1609 | 42 | CIRC | 282.61 | 0.013 | 0.28846 | 0.039
CC0300-1316.1 | CC0300-1316 | CC0300-1023 | 48 | CIRC | 280 | 0.013 | 328.6996 | 8.32 | PX0108-549.1 | PX0108-549 | PX0106-2623 | 66 | CIRC | 543.6691 | 0.013 | 11.2082 | 1.517
CC0300-3462.1 | CC0300-3462 | CC0300-3338 | 60 x 84 | RECT | 123 | 0.013 | 387.6947 | 5.742 | PX0109-2746.1 | PX0109-2746 | PX0109-843 | 18 | CIRC | 1902.5311 | 0.013 | 2.0612 | 3.17
CC0300-4039.1 | CC0300-4039 | CC0300-3934 | 49.68 x 178 | ARCHSPRUNG | 110 | 0.025 | 373.9365 | 8.388 | PX0109-3885.1 | PX0109-3885 | PX0109-2835 | 72 | CIRC | 1049.769 | 0.013 | 201.5593 | 7.022
CC0300-5440.1 | CC0300-5440 | CC0300-5331 | 56.88 x 178 | ARCHSPRUNG | 122 | 0.025 | 371.2174 | 7.156 | PX0109-5746.1 | PX0109-5746 | PX0109-3885 | 60 | CIRC | 1860.4936 | 0.013 | 96.2088 | 4.703
CC0300-6198.1 | CC0300-6198 | CC0300-6083 | 38.04 x 176 | ARCHSPRUNG | 95 | 0.025 | 207.7716 | 6.292 | PX0109-7098.1 | PX0109-7098 | PX0109-5746 | 48 | CIRC | 1352.6937 | 0.013 | 66.0729 | 7.625
CC0300-8529.1 | CC0300-8529 | CC0300-8465 | 72 x 144 | RECT | 68 | 0.013 | 377.7819 | 5.389 | PX0109-8402.1 | PX0109-8402 | PX0109-7098 | 18 | CIRC | 1304.1754 | 0.013 | 0.38069 | 1.588
CC0300-9708.1 | CC0300-9708 | CC0300-9582 | 60 x 84 | RECT | 115 | 0.013 | 318.0712 | 4.758 | PX0109-843.1 | PX0109-843 | PX0108-1306 | 18 | CIRC | 842.9246 | 0.013 | 2.3771 | 3.572
CC0300-10049.1 | CC0300-10049 | CC0300-9939 | 41.4 x 163 | ARCHSPRUNG | 103 | 0.025 | 294.8512 | 8.736 | PX0109-9201.1 | PX0109-9201 | PX0109-8480 | 48 | CIRC | 721.5989 | 0.013 | 49.1454 | 5.788
CC0300-10762.1 | CC0300-10762 | CC0300-10707 | 48 x 144 | RECT | 55 | 0.013 | 343.9506 | 6.913 | PX0200-192.1 | PX0200-192 | CC0900-1377 | 12 | CIRC | 191.8369 | 0.013 | -0.30349 | -0.249
CC0300-11700.1 | CC0300-11700 | CC0300-11634 | 48 x 96 | RECT | 79 | 0.013 | 252.3442 | 7.607 | PX0200-610.1 | PX0200-610 | PX0200-311 | 48 | CIRC | 299.7935 | 0.013 | 51.1709 | 5.97
CC0300-12615.1 | CC0300-12615 | CC0300-12540 | 48 x 84 | RECT | 80 | 0.013 | 244.3288 | 8.409 | PX0502-3638.1 | PX0502-3638 | PI0502-513 | 36 | CIRC | 3125.0368 | 0.013 | 31.8732 | 8.576
CC0300-13850.1 | CC0300-13850 | CC0300-13762 | 48 x 84 | RECT | 88 | 0.013 | 230.947 | 7.967 | PX0502-4117.1 | PX0502-4117 | PX0502-3638 | 36 | CIRC | 479.7616 | 0.013 | 19.3847 | 4.092
CC0300-14665.1 | CC0300-14665 | CC0300-14555 | 30 x 60 | RECT | 104 | 0.013 | 182.573 | 13.924 | PX0506-202.1 | PX0506-202 | PX0502-3638 | 36 | CIRC | 202.2358 | 0.013 | 11.1708 | 2.498
CC0300-15189.1 | CC0300-15189 | CC0300-15055 | 30 x 60 | RECT | 132 | 0.013 | 161.8706 | 12.259 | PX0700-6599.1 | PX0700-6599 | PI0700-3629 | 12 | CIRC | 2970.3973 | 0.013 | 0.28972 | 2.449
CC0300-15666.1 | CC0300-15666 | CC0300-15590 | 30 x 60 | RECT | 76 | 0.013 | 130.1522 | 9.907 | PX0705-429.1 | PX0705-429 | PX0700-6855 | 36 | CIRC | 429.7305 | 0.013 | 38.3317 | 7.203
CC0300-16395.1 | CC0300-16395 | CC0300-16285 | 62.64 x 72 | ARCH | 103 | 0.025 | 131.0557 | 5.131 | PX0706-233.1 | PX0706-233 | PI0700-3629 | 12 | CIRC | 233.8302 | 0.013 | 0.50212 | 3.487
CC0300-17662.1 | CC0300-17662 | CC0300-17558 | 46 x 60 | ARCH | 105 | 0.025 | 115.8236 | 6.759 | PX0707-1245.1 | PX0707-1245 | PX0707-600 | 48 | CIRC | 431.8925 | 0.013 | 40.754 | 3.115
CC0303-1525.1 | CC0303-1525 | CC0303-1293 | 48 x 72 | RECT | 235 | 0.013 | 16.8169 | 0.674 | PX0707-140.1 | PX0707-140 | PI0700-3629 | 18 | CIRC | 136.5904 | 0.013 | 0.1825 | 1.556
CC0303-2158.1 | CC0303-2158 | CC0303-2102 | 56.04 x 180 | ARCHSPRUNG | 57 | 0.025 | 8.3984 | 0.274 | PX0707-1787.1 | PX0707-1787 | PX0707-1245 | 48 | CIRC | 682.8601 | 0.013 | 31.0923 | 3
CC0303-2787.1 | CC0303-2787 | CC0303-2736 | 55.92 x 180 | ARCHSPRUNG | 58 | 0.025 | 6.9977 | 0.28 | PX0707-600.1 | PX0707-600 | PX0706-634 | 54 | CIRC | 632.864 | 0.013 | 72.5086 | 4.485
CC0900-18721.1 | CC0900-18721 | CC0900-18632 | 24 | CIRC | 84 | 0.013 | 46.0361 | 13.288 | PX0708-423.1 | PX0708-423 | PX0707-428 | 36 | CIRC | 421.1958 | 0.13 | 48.0823 | 6.352
CC0900-17359.1 | CC0900-17359 | CC0900-17301 | 36 x 144 | RECT | 57.3012 | 0.013 | 136.2136 | 3.646 | PX1302-26.1 | PX1302-26 | PX1302-84 | 48 x 120 | RECT | 42.8867 | 0.013 | 87.172 | 4.416
CC0900-11566.1 | CC0900-11566 | CC0900-11505 | 60 x 96 | RECT | 66 | 0.013 | 331.9522 | 3.994 | PX1302-84.1 | PX1302-84 | PX1303-56 | 12 | CIRC | 47.5337 | 0.013 | 2.28 | 2.641
CC0901-1113.1 | CC0901-1113 | CC0901-1062 | 84 | CIRC | 52 | 0.013 | 283.6668 | 7.549 | PX5000-1029.1 | PX5000-1029 | PX5000-109 | 15 | CIRC | 919.6761 | 0.013 | 2.5555 | 1.947
CC0300-3338.1 | CC0300-3338 | CC0300-3307 | 60 x 84 | RECT | 31 | 0.013 | 388.1103 | 5.659 | PX5000-109.1 | PX5000-109 | CC0300-15189 | 18 | CIRC | 109.4244 | 0.013 | 2.5555 | 3.779
CC0300-10707.1 | CC0300-10707 | CC0300-10671 | 48 x 144 | RECT | 36 | 0.013 | 345.3643 | 6.941 | PX5000-2784.1 | PX5000-2784 | PX5000-1029 | 15 | CIRC | 1754.5917 | 0.013 | 2.5555 | 1.762
CC0300-11634.1 | CC0300-11634 | CC0300-11614 | 48 x 96 | RECT | 15 | 0.013 | 261.0309 | 7.878 | PX5002-546.1 | PX5002-546 | PX5000-2784 | 48 | CIRC | 546.5507 | 0.013 | 69.5385 | 6.294
CC0300-12540.1 | CC0300-12540 | CC0300-12517 | 48 x 84 | RECT | 22 | 0.013 | 249.0262 | 8.577 | PX5401-503.1 | PX5401-503 | PI5400-3563 | 18 | CIRC | 502.6256 | 0.013 | 10.9582 | 5.313
CC0300-13885.1 | CC0300-13885 | CC0300-13850 | 48 x 84 | RECT | 14 | 0.013 | 221.8409 | 7.64 | PX5504-1315.1 | PX5504-1315 | PX5504-906 | 24 | CIRC | 408.7363 | 0.013 | 23.5599 | 6.628
CC0300-17497.1 | CC0300-17497 | CC0300-17336 | 38 x 72 | ARCH | 156 | 0.025 | 115.8309 | 7.395 | PX5504-906.1 | PX5504-906 | PI5500-0 | 36 | CIRC | 906.4627 | 0.013 | 64.0591 | 8.342
CC0900-17445.1 | CC0900-17445 | CC0900-17359 | 60 x 96 | RECT | 85.4266 | 0.013 | 136.3052 | 3.918 | PX5505-222.1 | PX5505-222 | PI5500-760 | 24 | CIRC | 221.5383 | 0.013 | 10.0063 | 2.895
CC0900-1377.1 | CC0900-1377 | CC0900-1366 | 71.04 x 288 | ARCHSPRUNG | 11.3 | 0.013 | 662.9791 | 6.523 | PX5506-156.1 | PX5506-156 | CC0303-3479 | 12 | CIRC | 158.5649 | 0.013 | 5.001 | 7.057
CC0900-19762.1 | CC0900-19762 | CC0900-18721 | 54 | CIRC | 99 | 0.013 | 146.5348 | 10.078 | PX581601-10010.1 | PX581601-10010 | PX581601-9892 | 36 | CIRC | 118.3803 | 0.013 | 1.1461 | 2.857
[9 empty] | PX581601-10188.1 | PX581601-10188 | PX581601-10010 | 36 | CIRC | 178.5083 | 0.013 | 1.1461 | 2.965
[9 empty] | PX581601-10309.1 | PX581601-10309 | PX581601-10188 | 24 | CIRC | 120.6279 | 0.013 | 1.1461 | 2.262
[9 empty] | PX581601-10347.1 | PX581601-10347 | PX581601-10309 | 24 | CIRC | 38.4326 | 0.013 | 1.1461 | 2.826
[9 empty] | PX581601-10494.1 | PX581601-10494 | PX581601-10347 | 24 | CIRC | 146.3305 | 0.013 | 1.1461 | 2.949
[9 empty] | PX581601-10593.1 | PX581601-10593 | PX581601-10494 | 24 | CIRC | 99.3253 | 0.013 | 1.1461 | 3.086
[9 empty] | PX581601-10874.1 | PX581601-10874 | PX581601-10593 | 24 | CIRC | 280.7804 | 0.013 | 1.1461 | 3.063
[9 empty] | PX581601-11054.1 | PX581601-11054 | PX581601-10874 | 24 | CIRC | 179.684 | 0.013 | 1.1461 | 3.098
[9 empty] | PX581601-11227.1 | PX581601-11227 | PX581601-11054 | 24 | CIRC | 172.8959 | 0.013 | 1.1461 | 3.186
[9 empty] | PX581601-11433.1 | PX581601-11433 | PX581601-11227 | 24 | CIRC | 206.5422 | 0.013 | 1.1461 | 3.586
[9 empty] | PX581601-11843.1 | PX581601-11843 | PX581601-11523 | 48 | CIRC | 319.3772 | 0.013 | 107.3434 | 8.229
[9 empty] | PX581601-4277.1 | PX581601-4277 | PI581601-178 | 18 | CIRC | 4277.1542 | 0.013 | 3.7124 | 5.186
[9 empty] | PX581601-5670.1 | PX581601-5670 | PX581601-5066 | 54 | CIRC | 594.9902 | 0.013 | 229.1718 | 13.719
[9 empty] | PX581601-8275.1 | PX581601-8275 | PX581601-5670 | 54 | CIRC | 2605.8571 | 0.013 | 178.9556 | 14.898
[9 empty] | PX581601-8419.1 | PX581601-8419 | PX581601-8275 | 54 | CIRC | 143.0276 | 0.013 | 5.9787 | 0.359
[9 empty] | PX581601-8592.1 | PX581601-8592 | PX581601-8419 | 54 | CIRC | 174.7274 | 0.013 | 5.8824 | 0.354
[9 empty] | PX581601-8652.1 | PX581601-8652 | PX581601-8592 | 54 | CIRC | 59.907 | 0.013 | 5.8269 | 0.351
[9 empty] | PX581601-8897.1 | PX581601-8897 | PX581601-8652 | 54 | CIRC | 244.5003 | 0.013 | 5.7238 | 1.138
[9 empty] | PX581601-9154.1 | PX581601-9154 | PX581601-8897 | 54 | CIRC | 256.589 | 0.013 | 2.5871 | 1.185
[9 empty] | PX581601-9262.1 | PX581601-9262 | PX581601-9154 | 54 | CIRC | 108.4293 | 0.013 | 1.2204 | 2.264
[9 empty] | PX581601-9501.1 | PX581601-9501 | PX581601-9262 | 54 | CIRC | 239.0512 | 0.013 | 1.1461 | 1.167
[9 empty] | PX581601-9615.1 | PX581601-9615 | PX581601-9501 | 54 | CIRC | 113.6468 | 0.013 | 1.1461 | 1.211
[9 empty] | PX581601-9712.1 | PX581601-9712 | PX581601-9615 | 48 | CIRC | 96.6824 | 0.013 | 1.1461 | 1.376
[9 empty] | PX581601-9848.1 | PX581601-9848 | PX581601-9712 | 48 | CIRC | 136.2701 | 0.013 | 1.1461 | 2.398
[9 empty] | PX581601-9892.1 | PX581601-9892 | PX581601-9848 | 48 | CIRC | 43.9842 | 0.013 | 1.1461 | 1.389
[9 empty] | PX581602-568.1 | PX581602-568 | PX581601-5670 | 48 | CIRC | 568.2494 | 0.013 | 45.5503 | 4.886
[9 empty] | PX581603-230.1 | PX581603-230 | PX581601-5066 | 48 | CIRC | 720.3298 | 0.013 | 56.8978 | 8.663
[9 empty] | PX6401-2671.1 | PX6401-2671 | PI6400-2043 | 12 | CIRC | 2763.3942 | 0.013 | 4.9989 | 2.717
[9 empty] | PX6401-6786.1 | PX6401-6786 | PX6401-2671 | 10 | CIRC | 4114.613 | 0.013 | 1.9999 | 3.985
[9 empty] | PX6402-499.1 | PX6402-499 | PX6402-209 | 48 | CIRC | 290.5685 | 0.013 | 86.1773 | 7.174
[9 empty] | PX6402-51.1 | PX6402-51 | PX6401-2671 | 8 | CIRC | 51.6388 | 0.013 | 3.7098 | 8.065
[9 empty] | PX6403-40.1 | PX6403-40 | PX6401-6786 | 10 | CIRC | 39.8024 | 0.013 | 1.9999 | 2.717
[9 empty] | PX6403-546.1 | PX6403-546 | PX6403-105 | 48 | CIRC | 441.7136 | 0.013 | 98.7094 | 7.589
[9 empty] | PX781904-299.1 | PX781904-299 | PX150401-915 | 48 | CIRC | 288.964 | 0.0133 | 44.931 | 7.457
[9 empty] | PX7819-2604.1 | PX7819-2604 | PI7819-2220 | 10 | CIRC | 377.6802 | 0.013 | 2.0003 | 4.975
[9 empty] | PX8013-1742.1 | PX8013-1742 | PI8000-6714 | 24 | CIRC | 662.4023 | 0.013 | 12.842 | 3.611
[9 empty] | PX8013-2240.1 | PX8013-2240 | PX8013-1742 | 18 | CIRC | 497.3966 | 0.013 | 8.5166 | 3.731
[9 empty] | PX8013-2416.1 | PX8013-2416 | PX8013-2240 | 18 | CIRC | 176.2495 | 0.013 | 3.4357 | 2.082
[9 empty] | PX8013-926.1 | PX8013-926 | PX8013-40 | 6 | CIRC | 121.2825 | 0.013 | 0.66048 | 2.004
[9 empty] | PX8014-101.1 | PX8014-101 | PX8013-926 | 24 | CIRC | 49.0406 | 0.013 | 15.1914 | 4.662
[9 empty] | PX9004-1256.1 | PX9004-1256 | PX9004-438 | 18 | CIRC | 818.5207 | 0.013 | 7.5697 | 3.163
[9 empty] | PX9004-438.1 | PX9004-438 | PI9004-866 | 24 | CIRC | 438.314 | 0.013 | 11.2824 | 3.447
[9 empty] | PX9008-2849.1 | PX9008-2849 | PX9008-607 | 24 | CIRC | 2241.9575 | 0.013 | 13.6101 | 5.943
[9 empty] | PX9008-4666.1 | PX9008-4666 | PX9008-2849 | 18 | CIRC | 1817.1998 | 0.013 | 0.31553 | 2.014
[9 empty] | PX9008-498.1 | PX9008-498 | PX9008-71 | 36 | CIRC | 427.9104 | 0.013 | 21.295 | 2.871
[9 empty] | PX9008-5558.1 | PX9008-5558 | PX9008-4666 | 12 | CIRC | 892.0122 | 0.013 | 0.31553 | 2.201
[9 empty] | PX9008-5969.1 | PX9008-5969 | PX9008-5692 | 48 | CIRC | 276.1505 | 0.013 | 56.4381 | 8.604
[9 empty] | PX9008-607.1 | PX9008-607 | PI9000-4327 | 24 | CIRC | 607.0533 | 0.013 | 12.7276 | 4.39
[9 empty] | PX9009-300.1 | PX9009-300 | PI9000-2630 | 48 | CIRC | 299.5743 | 0.013 | 43.9911 | 5.659
[9 empty] | PX9009-373.1 | PX9009-373 | PX9008-498 | 48 | CIRC | 368.9806 | 0.013 | 110.958 | 9.635
[9 empty] | PX9010-219.1 | PX9010-219 | PI9000-3588 | 36 | CIRC | 219.0924 | 0.013 | 5.8591 | 0.765
[9 empty] | PX9200-2075.1 | PX9200-2075 | PX9200-520 | 48 | CIRC | 1555.4093 | 0.013 | 17.0504 | 4.222
[9 empty] | PX9200-302.1 | PX9200-302 | CC0900-20294 | 18 | CIRC | 309.2823 | 0.013 | 0.56749 | 2.913
[9 empty] | PX9201-409.1 | PX9201-409 | PX9200-520 | 48 | CIRC | 405.605 | 0.013 | 51.2688 | 6.367
[9 empty] | PX9700-1218.1 | PX9700-1218 | PX9700-810 | 48 | CIRC | 407.21 | 0.013 | 68.3787 | 7.79
[9 empty] | PX9700-356.1 | PX9700-356 | PX9700-140 | 18 | CIRC | 155.7377 | 0.013 | 0.37028 | 1.775
[9 empty] | PX9800-256.1 | PX9800-256 | PX9800-106 | 18 | CIRC | 85.1421 | 0.013 | 0.23032 | 1.555
[9 empty] | PX9800-877.1 | PX9800-877 | PX9800-308 | 48 | CIRC | 569.4419 | 0.013 | 61.996 | 6.021
[9 empty] | CC0100-1030.1 | CC0100-1030 | CC0100-0 | 48 x 144 | RECT | 504 | 0.013 | 282.1904 | 5.658
[9 empty] | CC0100-3146.1 | CC0100-3146 | CC0100-1030 | 48 x 144 | RECT | 2130 | 0.013 | 282.7306 | 5.653
[9 empty] | CC0200-0.1 | CC0200-0 | PI0800-5965 | 48 | CIRC | 24.9981 | 0.013 | 61.2912 | 4.536
[9 empty] | CC0200-1644.1 | CC0200-1644 | CC0200-1549 | 60 | CIRC | 90 | 0.013 | 48.5648 | 3.632
[9 empty] | CC0200-209.1 | CC0200-209 | CC0200-142 | 48 | CIRC | 65 | 0.013 | 61.3359 | 4.632
[9 empty] | CC0200-2655.1 | CC0200-2655 | CC0200-2500 | 42 | CIRC | 144 | 0.013 | 44.5025 | 4.937
[9 empty] | CC0200-27.1 | CC0200-27 | CC0200-0 | 48 x 96 | RECT | 25 | 0.013 | 61.292 | 1.822
[9 empty] | CC0200-3298.1 | CC0200-3298 | CC0200-3167 | 42 | CIRC | 120 | 0.013 | 45.5193 | 5.127
[9 empty] | CC0200-522.1 | CC0200-522 | CC0200-434 | 60 | CIRC | 82 | 0.013 | 65.2255 | 1.78
[9 empty] | CC0300-0.1 | CC0300-0 | PI0500-11939 | 60 | CIRC | 62 | 0.013 | 192.6275 | 5.443
[9 empty] | CC0300-10049.1 | CC0300-10049 | CC0300-9939 | 41.4 x 163 | ARCHSPRUNG | 103 | 0.025 | 298.0043 | 8.827
[9 empty] | CC0300-10707.1 | CC0300-10707 | CC0300-10671 | 48 x 144 | RECT | 36 | 0.013 | 366.007 | 7.353
[9 empty] | CC0300-10762.1 | CC0300-10762 | CC0300-10707 | 48 x 144 | RECT | 55 | 0.013 | 368.1402 | 7.397
[9 empty] | CC0300-11634.1 | CC0300-11634 | CC0300-11614 | 48 x 96 | RECT | 15 | 0.013 | 287.3833 | 8.659
[9 empty] | CC0300-11700.1 | CC0300-11700 | CC0300-11634 | 48 x 96 | RECT | 79 | 0.013 | 281.287 | 8.471
[9 empty] | CC0300-12540.1 | CC0300-12540 | CC0300-12517 | 48 x 84 | RECT | 22 | 0.013 | 305.3372 | 10.616
[9 empty] | CC0300-12615.1 | CC0300-12615 | CC0300-12540 | 48 x 84 | RECT | 80 | 0.013 | 301.2947 | 10.369
[9 empty] | CC0300-1316.1 | CC0300-1316 | CC0300-1023 | 48 | CIRC | 280 | 0.013 | 335.3557 | 8.482
[9 empty] | CC0300-13850.1 | CC0300-13850 | CC0300-13762 | 48 x 84 | RECT | 88 | 0.013 | 286.6707 | 10.335
[9 empty] | CC0300-13885.1 | CC0300-13885 | CC0300-13850 | 48 x 84 | RECT | 14 | 0.013 | 279.3807 | 9.665
[9 empty] | CC0300-14665.1 | CC0300-14665 | CC0300-14555 | 30 x 60 | RECT | 104 | 0.013 | 183.0998 | 13.966
[9 empty] | CC0300-15189.1 | CC0300-15189 | CC0300-15055 | 30 x 60 | RECT | 132 | 0.013 | 162.2982 | 12.291
[9 empty] | CC0300-15666.1 | CC0300-15666 | CC0300-15590 | 30 x 60 | RECT | 76 | 0.013 | 131.9699 | 10.042
[9 empty] | CC0300-16395.1 | CC0300-16395 | CC0300-16285 | 62.64 x 72 | ARCH | 103 | 0.025 | 133.1345 | 5.169
[9 empty] | CC0300-17497.1 | CC0300-17497 | CC0300-17336 | 38 x 72 | ARCH | 156 | 0.025 | 117.5533 | 7.501
[9 empty] | CC0300-17662.1 | CC0300-17662 | CC0300-17558 | 46 x 60 | ARCH | 105 | 0.025 | 117.544 | 6.854
[9 empty] | CC0300-3338.1 | CC0300-3338 | CC0300-3307 | 60 x 84 | RECT | 31 | 0.013 | 393.8089 | 5.704
[9 empty] | CC0300-3462.1 | CC0300-3462 | CC0300-3338 | 60 x 84 | RECT | 123 | 0.013 | 393.4102 | 5.775
[9 empty] | CC0300-4039.1 | CC0300-4039 | CC0300-3934 | 49.68 x 178 | ARCHSPRUNG | 110 | 0.025 | 379.8647 | 8.52
[9 empty] | CC0300-5440.1 | CC0300-5440 | CC0300-5331 | 56.88 x 178 | ARCHSPRUNG | 122 | 0.025 | 377.6584 | 7.279
[9 empty] | CC0300-6198.1 | CC0300-6198 | CC0300-6083 | 38.04 x 176 | ARCHSPRUNG | 95 | 0.025 | 208.242 | 6.306
[9 empty] | CC0300-6198.2 | CC0300-6198 | PI3200-88 | 36 x 60 | RECT | 25 | 0.013 | 110.7258 | 7.008
[9 empty] | CC0300-675.1 | CC0300-675 | CC0300-562 | 36 x 84 | RECT | 103 | 0.013 | 209.4476 | 4.757
[9 empty] | CC0300-8529.1 | CC0300-8529 | CC0300-8465 | 72 x 144 | RECT | 68 | 0.013 | 392.3773 | 5.515
[9 empty] | CC0300-9708.1 | CC0300-9708 | CC0300-9582 | 60 x 84 | RECT | 115 | 0.013 | 327.1425 | 4.815
[9 empty] | CC0303-1525.1 | CC0303-1525 | CC0303-1293 | 48 x 72 | RECT | 235 | 0.013 | 24.8535 | 0.997
[9 empty] | CC0303-2158.1 | CC0303-2158 | CC0303-2102 | 56.04 x 180 | ARCHSPRUNG | 57 | 0.025 | 14.7421 | 0.443
[9 empty] | CC0303-2787.1 | CC0303-2787 | CC0303-2736 | 55.92 x 180 | ARCHSPRUNG | 58 | 0.025 | 13.4197 | 0.486
[9 empty] | CC0304-1509.1 | CC0304-1509 | CC0304-756 | 24 | CIRC | 752.9982 | 0.013 | 23.6424 | 6.776
[9 empty] | CC0304-756.1 | CC0304-756 | CC0303-1293 | 24 | CIRC | 756.0436 | 0.013 | 23.3303 | 7.656
[9 empty] | CC0400-0.1 | CC0400-0 | PI0601-238 | 54 | CIRC | 59.9954 | 0.013 | -36.9633 | -2.292
[9 empty] | CC0400-0.2 | CC0400-0 | PI0504-3096 | 24 | CIRC | 59.4438 | 0.013 | 43.0472 | 18.094
[9 empty] | CC0400-152.1 | CC0400-152 | CC0400-0 | 15 | CIRC | 152 | 0.013 | 5.7215 | 3.591
[9 empty] | CC0600-1256.1 | CC0600-1256 | CC0600-0 | 24 | CIRC | 230 | 0.013 | 31.3682 | 13.664
[9 empty] | CC0900-11566.1 | CC0900-11566 | CC0900-11505 | 60 x 96 | RECT | 66 | 0.013 | 355.0257 | 4.289
[9 empty] | CC0900-11893.1 | CC0900-11893 | CC0900-11566 | 60 x 96 | RECT | 298 | 0.013 | 354.7026 | 4.574
[9 empty] | CC0900-12511.1 | CC0900-12511 | CC0900-12368 | 60 x 96 | RECT | 143 | 0.013 | 346.7148 | 4.174
[9 empty] | CC0900-1366.1 | CC0900-1366 | CC0900-1318 | 71.04 x 288 | ARCHSPRUNG | 47.9 | 0.013 | 863.0222 | 8.494
[9 empty] | CC0900-1377.1 | CC0900-1377 | CC0900-1366 | 71.04 x 288 | ARCHSPRUNG | 11.3 | 0.013 | 869.6119 | 8.558
[9 empty] | CC0900-13922.1 | CC0900-13922 | CC0900-13861 | 60 x 136 | ARCHSPRUNG | 93 | 0.025 | 144.1259 | 2.272
[9 empty] | CC0900-14724.1 | CC0900-14724 | CC0900-14655 | 60 x 136 | ARCHSPRUNG | 65 | 0.025 | 147.8092 | 2.079
[9 empty] | CC0900-15495.1 | CC0900-15495 | CC0900-15428 | 60 x 136 | ARCHSPRUNG | 65 | 0.025 | 149.3241 | 2.011
[9 empty] | CC0900-16185.1 | CC0900-16185 | CC0900-16117 | 60 x 136 | ARCHSPRUNG | 65 | 0.025 | 151.0468 | 2.287
[9 empty] | CC0900-16575.1 | CC0900-16575 | CC0900-16493 | 60 x 136 | ARCHSPRUNG | 80 | 0.025 | 151.4637 | 2.344
[9 empty] | CC0900-17359.1 | CC0900-17359 | CC0900-17301 | 36 x 144 | RECT | 57.3012 | 0.013 | 151.9519 | 4.067
[9 empty] | CC0900-17445.1 | CC0900-17445 | CC0900-17359 | 60 x 96 | RECT | 85.4266 | 0.013 | 151.995 | 4.295
[9 empty] | CC0900-17460.1 | CC0900-17460 | CC0900-17445 | 60 x 96 | RECT | 15.0242 | 0.013 | 152.0255 | 1.42
[9 empty] | CC0900-17745.1 | CC0900-17745 | CC0900-17460 | 42 | CIRC | 255 | 0.013 | 68.5091 | 6.837
[9 empty] | CC0900-17795.1 | CC0900-17795 | CC0900-17745 | 42 | CIRC | 49.8008 | 0.013 | 48.6974 | 4.849
[9 empty] | CC0900-17819.1 | CC0900-17819 | CC0900-17795 | 24 | CIRC | 24 | 0.013 | 48.6913 | 4.721
[9 empty] | CC0900-17990.1 | CC0900-17990 | CC0900-17819 | 42 | CIRC | 171 | 0.013 | 48.6841 | 4.815
[9 empty] | CC0900-18721.1 | CC0900-18721 | CC0900-18632 | 24 | CIRC | 84 | 0.013 | 46.8744 | 13.491
[9 empty] | CC0900-19762.1 | CC0900-19762 | CC0900-18721 | 54 | CIRC | 99 | 0.013 | 149.892 | 10.161
[9 empty] | CC0900-20100.1 | CC0900-20100 | CC0900-19950 | 54 | CIRC | 150 | 0.013 | 151.2724 | 9.085
[9 empty] | CC0900-20254.1 | CC0900-20254 | CC0900-20100 | 54 | CIRC | 154 | 0.013 | 149.897 | 8.967
[9 empty] | CC0900-20294.1 | CC0900-20294 | CC0900-20254 | 36 | CIRC | 40 | 0.013 | 149.8926 | 9.684
[9 empty] | CC0900-20416.1 | CC0900-20416 | CC0900-20294 | 54 | CIRC | 120 | 0.013 | 150.1264 | 8.882
[9 empty] | CC0900-4998.1 | CC0900-4998 | CC0900-4870 | 60 x 288 | ARCHSPRUNG | 100 | 0.013 | 477.5534 | 5.635
[9 empty] | CC0900-8981.1 | CC0900-8981 | PX0100-0 | 62 x 288 | ARCHSPRUNG | 34.6737 | 0.013 | 430.1006 | 4.9
[9 empty] | CC0901-1113.1 | CC0901-1113 | CC0901-1062 | 84 | CIRC | 52 | 0.013 | 295.3819 | 10.857
[9 empty] | CC0901-1323.1 | CC0901-1323 | CC0901-1113 | 84 | CIRC | 127 | 0.013 | 275.8551 | 9.105
[9 empty] | CC0901-1398.1 | CC0901-1398 | CC0901-1323 | 84 | CIRC | 79 | 0.013 | 276.2175 | 8.494
[9 empty] | CC0901-1654.1 | CC0901-1654 | CC0901-1577 | 72 | CIRC | 92 | 0.013 | 267.2884 | 4.699

## Buildout_pipe_data
OID_ | id_renamed | asset_id | asset_uid | base_heigh | bottom_rou | bottom_r_1 | bottom_r_2 | bottom_r_3 | branch_id | capacity | conduit_he | conduit_le | conduit_ma | conduit_ty | conduit_wi | connection | critical_s | design_gro | diff1d_d0 | diff1d_d1 | diff1d_d2 | diff1d_typ | ds_headlos | ds_headl_1 | ds_invert | ds_node_id | ds_settlem | gradient | ground_con | infiltrati | infiltra_1 | inflow | link_suffi | link_type | min_comput | min_space_ | number_of_ | roughness_ | sediment_d | sewer_refe | shape1 | site_condi | slot_width | solution_m | springing_ | system_typ | taking_off | top_roughn | top_roug_1 | top_roug_2 | top_roug_3 | us_headlos | us_headl_1 | us_invert | us_node_id | us_settlem | user_numbe | user_num_1 | user_num_2 | user_num_3 | user_num_4 | user_num_5 | user_num_6 | user_num_7 | user_num_8 | user_num_9 | user_text_ | user_text1 | user_tex_1 | user_tex_2 | user_tex_3 | user_tex_4 | user_tex_5 | user_tex_6 | user_tex_7 | user_tex_8 | hotlinks | FGeom_Leng
0 | CC0200-209.1 |  |  | 0 | 0.059055 | 0 | 25 | 0.013 | 0 | 64.2451 | 48 | 65 | UNKN | Conduit | 48 | 1 |  | 0 | 107.6391 | 107.6391 | 0.0010764 | Estuary | 1 | FIXED | 18.38 | CC0200-142 | 0 | 0.2 | SUBURBS | 0 | 0 | 0 | 1 | Cond | 20 | 32.8084 | 1 | N | 0 |  | CIRC | ROAD | 0.7874 | Full | 0 | Other |  | 0.059055 | 0 | 25 | 0.013 | 0.29 | FIXED | 18.51 | CC0200-209 | 0 | 0 | 0 | 0 | 0 | 0 | 0 | 0 | 0 | 0 | 0 | [11 empty] | 67.3003
0 | CC0200-522.1 |  |  | 0 | 0.059055 | 0 | 25 | 0.013 | 0 | 263.6238 | 60 | 82 | UNKN | Conduit | 60 | 1 |  | 0 | 107.6391 | 107.6391 | 0.0010764 | Estuary | 1 | FIXED | 18.81 | CC0200-434 | 0 | 0.2561 | SUBURBS | 0 | 0 | 0 | 1 | Cond | 20 | 32.8084 | 2 | N | 0 |  | CIRC | ROAD | 0.7874 | Full | 0 | Other |  | 0.059055 | 0 | 25 | 0.013 | 0.25 | FIXED | 19.02 | CC0200-522 | 0 | 0 | 0 | 0 | 0 | 0 | 0 | 0 | 0 | 0 | 0 | [11 empty] | 87.6277
0 | CC0200-1644.1 |  |  | 0 | 0.059055 | 0 | 25 | 0.013 | 0 | 91.0599 | 60 | 90 | UNKN | Conduit | 60 | 1 |  | 0 | 107.6391 | 107.6391 | 0.0010764 | Estuary | 1 | FIXED | 23.13 | CC0200-1549 | 0 | 0.12222 | SUBURBS | 0 | 0 | 0 | 1 | Cond | 20 | 32.8084 | 1 | N | 0 |  | CIRC | ROAD | 0.7874 | Full | 0 | Other |  | 0.059055 | 0 | 25 | 0.013 | 0.25 | FIXED | 23.24 | CC0200-1644 | 0 | 0 | 0 | 0 | 0 | 0 | 0 | 0 | 0 | 0 | 0 | [11 empty] | 94.6531
0 | CC0200-2655.1 |  |  | 0 | 0.059055 | 0 | 25 | 0.013 | 0 | 48.1677 | 42 | 144 | UNKN | Conduit | 42 | 1 |  | 0 | 107.6391 | 107.6391 | 0.0010764 | Estuary | 1 | FIXED | 24.95 | CC0200-2500 | 0 | 0.22917 | SUBURBS | 0 | 0 | 0 | 1 | Cond | 20 | 32.8084 | 1 | N | 0 |  | CIRC | ROAD | 0.7874 | Full | 0 | Other |  | 0.059055 | 0 | 25 | 0.013 | 0.25 | FIXED | 25.28 | CC0200-2655 | 0 | 0 | 0 | 0 | 0 | 0 | 0 | 0 | 0 | 0 | 0 | [11 empty] | 155.0696
0 | CC0200-3298.1 |  |  | 0 | 0.059055 | 0 | 25 | 0.013 | 0 | 45.9261 | 42 | 120 | UNKN | Conduit | 42 | 1 |  | 0 | 107.6391 | 107.6391 | 0.0010764 | Estuary | 1 | FIXED | 26.32 | CC0200-3167 | 0 | 0.20833 | SUBURBS | 0 | 0 | 0 | 1 | Cond | 20 | 32.8084 | 1 | N | 0 |  | CIRC | ROAD | 0.7874 | Full | 0 | Other |  | 0.059055 | 0 | 25 | 0.013 | 0.34 | FIXED | 26.57 | CC0200-3298 | 0 | 0 | 0 | 0 | 0 | 0 | 0 | 0 | 0 | 0 | 0 | [11 empty] | 131.424
0 | CC0300-675.1 |  |  | 0 | 0.059055 | 0 | 25 | 0.013 | 0 | 276.4289 | 36 | 103 | UNKN | Conduit | 84 | 1 |  | 0 | 107.6391 | 107.6391 | 0.0010764 | Estuary | 1 | FIXED | 33.65 | CC0300-562 | 0 | 0.31068 | SUBURBS | 0 | 0 | 0 | 1 | Cond | 20 | 32.8084 | 2 | N | 0 |  | RECT | ROAD | 0.7874 | Full | 0 | Other |  | 0.059055 | 0 | 25 | 0.013 | 0.25 | FIXED | 33.97 | CC0300-675 | 0 | 0 | 0 | 0 | 0 | 0 | 0 | 0 | 0 | 0 | 0 | [11 empty] | 113.7934
0 | CC0901-1323.1 |  |  | 0 | 0.059055 | 0 | 25 | 0.013 | 0 | 240.5255 | 84 | 127 | UNKN | Conduit | 84 | 1 |  | 0 | 107.6391 | 107.6391 | 0.0010764 | Estuary | 0 | FIXED | 17.34 | CC0901-1113 | 0 | 0.14173 | SUBURBS | 0 | 0 | 0 | 1 | Cond | 20 | 32.8084 | 1 | N | 0 |  | CIRC | ROAD | 0.7874 | Full | 0 | Other |  | 0.059055 | 0 | 25 | 0.013 | 0.21 | FIXED | 17.52 | CC0901-1323 | 0 | 0 | 0 | 0 | 0 | 0 | 0 | 0 | 0 | 0 | 0 | [11 empty] | 210.2911
0 | CC0901-1654.1 |  |  | 0 | 0.059055 | 0 | 25 | 0.013 | 0 | 264.9471 | 72 | 92 | UNKN | Conduit | 72 | 1 |  | 0 | 107.6391 | 107.6391 | 0.0010764 | Estuary | 1 | FIXED | 17.91 | CC0901-1577 | 0 | 0.097826 | SUBURBS | 0 | 0 | 0 | 1 | Cond | 20 | 32.8084 | 2 | N | 0 |  | CIRC | ROAD | 0.7874 | Full | 0 | Other |  | 0.059055 | 0 | 25 | 0.013 | 0.27 | FIXED | 18 | CC0901-1654 | 0 | 0 | 0 | 0 | 0 | 0 | 0 | 0 | 0 | 0 | 0 | [11 empty] | 76.2692
0 | CC0901-1398.1 |  |  | 0 | 0.059055 | 0 | 25 | 0.013 | 0 | 215.6425 | 84 | 79 | UNKN | Conduit | 84 | 1 |  | 0 | 107.6391 | 107.6391 | 0.0010764 | Estuary | 0 | FIXED | 17.52 | CC0901-1323 | 0 | 0.11392 | SUBURBS | 0 | 0 | 0 | 1 | Cond | 20 | 32.8084 | 1 | N | 0 |  | CIRC | ROAD | 0.7874 | Full | 0 | Other |  | 0.059055 | 0 | 25 | 0.013 | 0.32 | FIXED | 17.61 | CC0901-1398 | 0 | 0 | 0 | 0 | 0 | 0 | 0 | 0 | 0 | 0 | 0 | [11 empty] | 75.3603
0 | CC0900-1366.1 |  |  | 0 | 0.059055 | 0 | 25 | 0.013 | 0 | 565.3864 | 71.04 | 47.9 | UNKN | Conduit | 288 | 1 |  | 0 | 107.6391 | 107.6391 | 0.0010764 | Estuary | 1 | FIXED | 11.23 | CC0900-1318 | 0 | 0.10438 | SUBURBS | 0 | 0 | 0 | 1 | Cond | 20 | 32.8084 | 1 | N | 0 |  | ARCHSPRUNG | ROAD | 0.7874 | Full | 0 | Other |  | 0.059055 | 0 | 25 | 0.013 | 0.17 | FIXED | 11.28 | CC0900-1366 | 0 | 0 | 0 | 0 | 0 | 0 | 0 | 0 | 0 | 0 | 0 | [11 empty] | 47.8558
0 | CC0900-4998.1 |  |  | 0 | 0.059055 | 0 | 25 | 0.013 | 0 | 414.4222 | 60 | 100 | UNKN | Conduit | 288 | 1 |  | 0 | 107.6391 | 107.6391 | 0.0010764 | Estuary | 1 | FIXED | 14.81 | CC0900-4870 | 0 | 0.1 | SUBURBS | 0 | 0 | 0 | 1 | Cond | 20 | 32.8084 | 1 | N | 0 |  | ARCHSPRUNG | ROAD | 0.7874 | Full | 0 | Other |  | 0.059055 | 0 | 25 | 0.013 | 0.26 | FIXED | 14.91 | CC0900-4998 | 0 | 0 | 0 | 0 | 0 | 0 | 0 | 0 | 0 | 0 | 0 | [11 empty] | 127.4758
0 | CC0900-8981.1 |  |  | 0 | 0.059055 | 0 | 25 | 0.013 | 0 | 352.0258 | 62 | 34.6737 | UNKN | Conduit | 288 | 1 |  | 0 | 107.6391 | 107.6391 | 0.0010764 | Estuary | 1 | FIXED | 16.9076 | PX0100-0 | 0 | 0.064516 | SUBURBS | 0 | 0 | 0 | 1 | Cond | 20 | 32.8084 | 1 | N | 0 |  | ARCHSPRUNG | ROAD | 0.7874 | Full | 0 | Other |  | 0.059055 | 0 | 25 | 0.013 | 0.26 | FIXED | 16.93 | CC0900-8981 | 0 | 0 | 0 | 0 | 0 | 0 | 0 | 0 | 0 | 0 | 0 | [11 empty] | 42.982
0 | CC0900-11893.1 |  |  | 0 | 0.059055 | 0 | 25 | 0.013 | 0 | 723.3567 | 60 | 298 | UNKN | Conduit | 96 | 1 |  | 0 | 107.6391 | 107.6391 | 0.0010764 | Estuary | 0 | FIXED | 22.34 | CC0900-11566 | 0 | 0.35235 | SUBURBS | 0 | 0 | 0 | 1 | Cond | 20 | 32.8084 | 2 | N | 0 |  | RECT | ROAD | 0.7874 | Full | 0 | Other |  | 0.059055 | 0 | 25 | 0.013 | 0.26 | FIXED | 23.39 | CC0900-11893 | 0 | 0 | 0 | 0 | 0 | 0 | 0 | 0 | 0 | 0 | 0 | [11 empty] | 327.4821
0 | CC0900-12511.1 |  |  | 0 | 0.059055 | 0 | 25 | 0.013 | 0 | 0 | 60 | 143 | UNKN | Conduit | 96 | 1 |  | 0 | 107.6391 | 107.6391 | 0.0010764 | Estuary | 1 | FIXED | 26.1 | CC0900-12368 | 0 | 0 | SUBURBS | 0 | 0 | 0 | 1 | Cond | 20 | 32.8084 | 2 | N | 0 |  | RECT | ROAD | 0.7874 | Full | 0 | Other |  | 0.059055 | 0 | 25 | 0.013 | 0.25 | FIXED | 26.1 | CC0900-12511 | 0 | 0 | 0 | 0 | 0 | 0 | 0 | 0 | 0 | 0 | 0 | [11 empty] | 142.3579
0 | CC0900-13922.1 |  |  | 0 | 0.059055 | 0 | 25 | 0.025 | 0 | 318.3267 | 60 | 93 | UNKN | Conduit | 136 | 1 |  | 0 | 107.6391 | 107.6391 | 0.0010764 | Estuary | 1 | FIXED | 31.4 | CC0900-13861 | 0 | 0.21505 | SUBURBS | 0 | 0 | 0 | 1 | Cond | 20 | 32.8084 | 2 | N | 0 |  | ARCHSPRUNG | ROAD | 0.7874 | Full | 0 | Other |  | 0.059055 | 0 | 25 | 0.025 | 0.25 | FIXED | 31.6 | CC0900-13922 | 0 | 0 | 0 | 0 | 0 | 0 | 0 | 0 | 0 | 0 | 0 | [11 empty] | 61.6757
0 | CC0900-14724.1 |  |  | 0 | 0.059055 | 0 | 25 | 0.025 | 0 | 380.7657 | 60 | 65 | UNKN | Conduit | 136 | 1 |  | 0 | 107.6391 | 107.6391 | 0.0010764 | Estuary | 1 | FIXED | 33.1 | CC0900-14655 | 0 | 0.30769 | SUBURBS | 0 | 0 | 0 | 1 | Cond | 20 | 32.8084 | 2 | N | 0 |  | ARCHSPRUNG | ROAD | 0.7874 | Full | 0 | Other |  | 0.059055 | 0 | 25 | 0.025 | 0.25 | FIXED | 33.3 | CC0900-14724 | 0 | 0 | 0 | 0 | 0 | 0 | 0 | 0 | 0 | 0 | 0 | [11 empty] | 68.7377
0 | CC0900-15495.1 |  |  | 0 | 0.059055 | 0 | 25 | 0.025 | 0 | 380.7657 | 60 | 65 | UNKN | Conduit | 136 | 1 |  | 0 | 107.6391 | 107.6391 | 0.0010764 | Estuary | 1 | FIXED | 34.8 | CC0900-15428 | 0 | 0.30769 | SUBURBS | 0 | 0 | 0 | 1 | Cond | 20 | 32.8084 | 2 | N | 0 |  | ARCHSPRUNG | ROAD | 0.7874 | Full | 0 | Other |  | 0.059055 | 0 | 25 | 0.025 | 0.25 | FIXED | 35 | CC0900-15495 | 0 | 0 | 0 | 0 | 0 | 0 | 0 | 0 | 0 | 0 | 0 | [11 empty] | 66.9289
0 | CC0900-16185.1 |  |  | 0 | 0.059055 | 0 | 25 | 0.025 | 0 | 380.7657 | 60 | 65 | UNKN | Conduit | 136 | 1 |  | 0 | 107.6391 | 107.6391 | 0.0010764 | Estuary | 1 | FIXED | 36.8 | CC0900-16117 | 0 | 0.30769 | SUBURBS | 0 | 0 | 0 | 1 | Cond | 20 | 32.8084 | 2 | N | 0 |  | ARCHSPRUNG | ROAD | 0.7874 | Full | 0 | Other |  | 0.059055 | 0 | 25 | 0.025 | 0.25 | FIXED | 37 | CC0900-16185 | 0 | 0 | 0 | 0 | 0 | 0 | 0 | 0 | 0 | 0 | 0 | [11 empty] | 67.5364
0 | CC0900-16575.1 |  |  | 0 | 0.059055 | 0 | 25 | 0.025 | 0 | 343.2176 | 60 | 80 | UNKN | Conduit | 136 | 1 |  | 0 | 107.6391 | 107.6391 | 0.0010764 | Estuary | 1 | FIXED | 38.7 | CC0900-16493 | 0 | 0.25 | SUBURBS | 0 | 0 | 0 | 1 | Cond | 20 | 32.8084 | 2 | N | 0 |  | ARCHSPRUNG | ROAD | 0.7874 | Full | 0 | Other |  | 0.059055 | 0 | 25 | 0.025 | 0.25 | FIXED | 38.9 | CC0900-16575 | 0 | 0 | 0 | 0 | 0 | 0 | 0 | 0 | 0 | 0 | 0 | [11 empty] | 82.0943
0 | CC0300-1316.1 |  |  | 0 | 0.059055 | 0 | 25 | 0.013 | 0 | 232.3698 | 48 | 280 | UNKN | Conduit | 48 | 1 |  | 0 | 107.6391 | 107.6391 | 0.0010764 | Estuary | 1 | FIXED | 36.89 | CC0300-1023 | 0 | 0.29071 | SUBURBS | 0 | 0 | 0 | 1 | Cond | 20 | 32.8084 | 3 | N | 0 |  | CIRC | ROAD | 0.7874 | Full | 0 | Other |  | 0.059055 | 0 | 25 | 0.013 | 0.5 | FIXED | 37.704 | CC0300-1316 | 0 | 0 | 0 | 0 | 0 | 0 | 0 | 0 | 0 | 0 | 0 | [11 empty] | 293.325
0 | CC0300-3462.1 |  |  | 0 | 0.059055 | 0 | 25 | 0.013 | 0 | 516.5541 | 60 | 123 | UNKN | Conduit | 84 | 1 |  | 0 | 107.6391 | 107.6391 | 0.0010764 | Estuary | 0 | FIXED | 42.95 | CC0300-3338 | 0 | 0.25203 | SUBURBS | 0 | 0 | 0 | 1 | Cond | 20 | 32.8084 | 2 | N | 0 |  | RECT | ROAD | 0.7874 | Full | 0 | Other |  | 0.059055 | 0 | 25 | 0.013 | 0.25 | FIXED | 43.26 | CC0300-3462 | 0 | 0 | 0 | 0 | 0 | 0 | 0 | 0 | 0 | 0 | 0 | [11 empty] | 123.8053
0 | CC0300-4039.1 |  |  | 0 | 0.059055 | 0 | 25 | 0.025 | 0 | 133.1239 | 49.68 | 110 | UNKN | Conduit | 178 | 1 |  | 0 | 107.6391 | 107.6391 | 0.0010764 | Estuary | 1 | FIXED | 45.5 | CC0300-3934 | 0 | 0.18182 | SUBURBS | 0 | 0 | 0 | 1 | Cond | 20 | 32.8084 | 1 | N | 0 |  | ARCHSPRUNG | ROAD | 0.7874 | Full | 0 | Other |  | 0.059055 | 0 | 25 | 0.025 | 0.25 | FIXED | 45.7 | CC0300-4039 | 0 | 0 | 0 | 0 | 0 | 0 | 0 | 0 | 0 | 0 | 0 | [11 empty] | 105.1066
0 | CC0300-5440.1 |  |  | 0 | 0.059055 | 0 | 25 | 0.025 | 0 | 260.5628 | 56.88 | 122 | UNKN | Conduit | 178 | 1 |  | 0 | 107.6391 | 107.6391 | 0.0010764 | Estuary | 1 | FIXED | 48.49 | CC0300-5331 | 0 | 0.43443 | SUBURBS | 0 | 0 | 0 | 1 | Cond | 20 | 32.8084 | 1 | N | 0 |  | ARCHSPRUNG | ROAD | 0.7874 | Full | 0 | Other |  | 0.059055 | 0 | 25 | 0.025 | 0.25 | FIXED | 49.02 | CC0300-5440 | 0 | 0 | 0 | 0 | 0 | 0 | 0 | 0 | 0 | 0 | 0 | [11 empty] | 108.9798
0 | CC0300-6198.1 |  |  | 0 | 0.059055 | 0 | 25 | 0.025 | 0 | 109.6629 | 38.04 | 95 | UNKN | Conduit | 176 | 1 |  | 0 | 107.6391 | 107.6391 | 0.0010764 | Estuary | 1 | FIXED | 52 | CC0300-6083 | 0 | 0.31579 | SUBURBS | 0 | 0 | 0 | 1 | Cond | 20 | 32.8084 | 1 | N | 0 |  | ARCHSPRUNG | ROAD | 0.7874 | Full | 0 | Other |  | 0.059055 | 0 | 25 | 0.025 | 0.5 | FIXED | 52.3 | CC0300-6198 | 0 | 0 | 0 | 0 | 0 | 0 | 0 | 0 | 0 | 0 | 0 | [11 empty] | 114.7986
0 | CC0300-8529.1 |  |  | 0 | 0.059055 | 0 | 25 | 0.013 | 0 | 708.486 | 72 | 68 | UNKN | Conduit | 144 | 1 |  | 0 | 107.6391 | 107.6391 | 0.0010764 | Estuary | 1 | FIXED | 58.15 | CC0300-8465 | 0 | 0.29412 | SUBURBS | 0 | 0 | 0 | 1 | Cond | 20 | 32.8084 | 1 | N | 0 |  | RECT | ROAD | 0.7874 | Full | 0 | Other |  | 0.059055 | 0 | 25 | 0.013 | 0.25 | FIXED | 58.35 | CC0300-8529 | 0 | 0 | 0 | 0 | 0 | 0 | 0 | 0 | 0 | 0 | 0 | [11 empty] | 63.9797
0 | CC0300-9708.1 |  |  | 0 | 0.059055 | 0 | 25 | 0.013 | 0 | 551.1827 | 60 | 115 | UNKN | Conduit | 84 | 1 |  | 0 | 107.6391 | 107.6391 | 0.0010764 | Estuary | 1 | FIXED | 62.21 | CC0300-9582 | 0 | 0.28696 | SUBURBS | 0 | 0 | 0 | 1 | Cond | 20 | 32.8084 | 2 | N | 0 |  | RECT | ROAD | 0.7874 | Full | 0 | Other |  | 0.059055 | 0 | 25 | 0.013 | 0.27 | FIXED | 62.54 | CC0300-9708 | 0 | 0 | 0 | 0 | 0 | 0 | 0 | 0 | 0 | 0 | 0 | [11 empty] | 125.6635
0 | CC0300-10049.1 |  |  | 0 | 0.059055 | 0 | 25 | 0.025 | 0 | 172.9137 | 41.4 | 103 | UNKN | Conduit | 163 | 1 |  | 0 | 107.6391 | 107.6391 | 0.0010764 | Estuary | 1 | FIXED | 64.4 | CC0300-9939 | 0 | 0.67961 | SUBURBS | 0 | 0 | 0 | 1 | Cond | 20 | 32.8084 | 1 | N | 0 |  | ARCHSPRUNG | ROAD | 0.7874 | Full | 0 | Other |  | 0.059055 | 0 | 25 | 0.025 | 0.25 | FIXED | 65.1 | CC0300-10049 | 0 | 0 | 0 | 0 | 0 | 0 | 0 | 0 | 0 | 0 | 0 | [11 empty] | 109.8448
0 | CC0300-10762.1 |  |  | 0 | 0.059055 | 0 | 25 | 0.013 | 0 | 565.2559 | 48 | 55 | UNKN | Conduit | 144 | 1 |  | 0 | 107.6391 | 107.6391 | 0.0010764 | Estuary | 0 | FIXED | 69.17 | CC0300-10707 | 0 | 0.61818 | SUBURBS | 0 | 0 | 0 | 1 | Cond | 20 | 32.8084 | 1 | N | 0 |  | RECT | ROAD | 0.7874 | Full | 0 | Other |  | 0.059055 | 0 | 25 | 0.013 | 0.26 | FIXED | 69.51 | CC0300-10762 | 0 | 0 | 0 | 0 | 0 | 0 | 0 | 0 | 0 | 0 | 0 | [11 empty] | 54.24
0 | CC0300-11700.1 |  |  | 0 | 0.059055 | 0 | 25 | 0.013 | 0 | 290.6832 | 48 | 79 | UNKN | Conduit | 96 | 1 |  | 0 | 107.6391 | 107.6391 | 0.0010764 | Estuary | 0 | FIXED | 73.81 | CC0300-11634 | 0 | 0.43038 | SUBURBS | 0 | 0 | 0 | 1 | Cond | 20 | 32.8084 | 1 | N | 0 |  | RECT | ROAD | 0.7874 | Full | 0 | Other |  | 0.059055 | 0 | 25 | 0.013 | 0.26 | FIXED | 74.15 | CC0300-11700 | 0 | 0 | 0 | 0 | 0 | 0 | 0 | 0 | 0 | 0 | 0 | [11 empty] | 65.8858
0 | CC0300-12615.1 |  |  | 0 | 0.059055 | 0 | 25 | 0.013 | 0 | 205.8703 | 48 | 80 | UNKN | Conduit | 84 | 1 |  | 0 | 107.6391 | 107.6391 | 0.0010764 | Estuary | 0 | FIXED | 79.51 | CC0300-12540 | 0 | 0.3 | SUBURBS | 0 | 0 | 0 | 1 | Cond | 20 | 32.8084 | 1 | N | 0 |  | RECT | ROAD | 0.7874 | Full | 0 | Other |  | 0.059055 | 0 | 25 | 0.013 | 0.26 | FIXED | 79.75 | CC0300-12615 | 0 | 0 | 0 | 0 | 0 | 0 | 0 | 0 | 0 | 0 | 0 | [11 empty] | 75.2057
0 | CC0300-13850.1 |  |  | 0 | 0.059055 | 0 | 25 | 0.013 | 0 | 165.2024 | 48 | 88 | UNKN | Conduit | 84 | 1 |  | 0 | 107.6391 | 107.6391 | 0.0010764 | Estuary | 1 | FIXED | 87.45 | CC0300-13762 | 0 | 0.19318 | SUBURBS | 0 | 0 | 0 | 1 | Cond | 20 | 32.8084 | 1 | N | 0 |  | RECT | ROAD | 0.7874 | Full | 0 | Other |  | 0.059055 | 0 | 25 | 0.013 | 0.17 | FIXED | 87.62 | CC0300-13850 | 0 | 0 | 0 | 0 | 0 | 0 | 0 | 0 | 0 | 0 | 0 | [11 empty] | 88.513
0 | CC0300-14665.1 |  |  | 0 | 0.059055 | 0 | 25 | 0.013 | 0 | 72.343 | 30 | 104 | UNKN | Conduit | 60 | 1 |  | 0 | 107.6391 | 107.6391 | 0.0010764 | Estuary | 1 | FIXED | 93.66 | CC0300-14555 | 0 | 0.32692 | SUBURBS | 0 | 0 | 0 | 1 | Cond | 20 | 32.8084 | 1 | N | 0 |  | RECT | ROAD | 0.7874 | Full | 0 | Other |  | 0.059055 | 0 | 25 | 0.013 | 0.25 | FIXED | 94 | CC0300-14665 | 0 | 0 | 0 | 0 | 0 | 0 | 0 | 0 | 0 | 0 | 0 | [11 empty] | 109.1756
0 | CC0300-15189.1 |  |  | 0 | 0.059055 | 0 | 25 | 0.013 | 0 | 90.8116 | 30 | 132 | UNKN | Conduit | 60 | 1 |  | 0 | 107.6391 | 107.6391 | 0.0010764 | Estuary | 1 | FIXED | 97.55 | CC0300-15055 | 0 | 0.51515 | SUBURBS | 0 | 0 | 0 | 1 | Cond | 20 | 32.8084 | 1 | N | 0 |  | RECT | ROAD | 0.7874 | Full | 0 | Other |  | 0.059055 | 0 | 25 | 0.013 | 0.25 | FIXED | 98.23 | CC0300-15189 | 0 | 0 | 0 | 0 | 0 | 0 | 0 | 0 | 0 | 0 | 0 | [11 empty] | 134.4966
0 | CC0300-15666.1 |  |  | 0 | 0.059055 | 0 | 25 | 0.013 | 0 | 129.8112 | 30 | 76 | UNKN | Conduit | 60 | 1 |  | 0 | 107.6391 | 107.6391 | 0.0010764 | Estuary | 1 | FIXED | 101.49 | CC0300-15590 | 0 | 1.0526 | SUBURBS | 0 | 0 | 0 | 1 | Cond | 20 | 32.8084 | 1 | N | 0 |  | RECT | ROAD | 0.7874 | Full | 0 | Other |  | 0.059055 | 0 | 25 | 0.013 | 0.25 | FIXED | 102.29 | CC0300-15666 | 0 | 0 | 0 | 0 | 0 | 0 | 0 | 0 | 0 | 0 | 0 | [11 empty] | 76.6849
0 | CC0300-16395.1 |  |  | 0 | 0.059055 | 0 | 25 | 0.025 | 0 | 218.5959 | 62.64 | 103 | UNKN | Conduit | 72 | 1 |  | 0 | 107.6391 | 107.6391 | 0.0010764 | Estuary | 1 | FIXED | 104 | CC0300-16285 | 0 | 1.165 | SUBURBS | 0 | 0 | 0 | 1 | Cond | 20 | 32.8084 | 1 | N | 0 |  | ARCH | ROAD | 0.7874 | Full | 0 | Other |  | 0.059055 | 0 | 25 | 0.025 | 0.26 | FIXED | 105.2 | CC0300-16395 | 0 | 0 | 0 | 0 | 0 | 0 | 0 | 0 | 0 | 0 | 0 | [11 empty] | 110.471
0 | CC0300-17662.1 |  |  | 0 | 0.059055 | 0 | 25 | 0.025 | 0 | 56.3108 | 46 | 105 | UNKN | Conduit | 60 | 1 |  | 0 | 107.6391 | 107.6391 | 0.0010764 | Estuary | 1 | FIXED | 118.39 | CC0300-17558 | 0 | 0.30476 | SUBURBS | 0 | 0 | 0 | 1 | Cond | 20 | 32.8084 | 1 | N | 0 |  | ARCH | ROAD | 0.7874 | Full | 0 | Other |  | 0.059055 | 0 | 25 | 0.025 | 0.25 | FIXED | 118.71 | CC0300-17662 | 0 | 0 | 0 | 0 | 0 | 0 | 0 | 0 | 0 | 0 | 0 | [11 empty] | 103.1437
0 | CC0303-1525.1 |  |  | 0 | 0.059055 | 0 | 25 | 0.013 | 0 | 160.3935 | 48 | 235 | UNKN | Conduit | 72 | 1 |  | 0 | 107.6391 | 107.6391 | 0.0010764 | Estuary | 1 | FIXED | 86.71 | CC0303-1293 | 0 | 0.26809 | SUBURBS | 0 | 0 | 0 | 1 | Cond | 20 | 32.8084 | 1 | N | 0 |  | RECT | ROAD | 0.7874 | Full | 0 | Other |  | 0.059055 | 0 | 25 | 0.013 | 0.25 | FIXED | 87.34 | CC0303-1525 | 0 | 0 | 0 | 0 | 0 | 0 | 0 | 0 | 0 | 0 | 0 | [11 empty] | 232.5215
0 | CC0303-2158.1 |  |  | 0 | 0.059055 | 0 | 25 | 0.025 | 0 | 296.0648 | 56.04 | 57 | UNKN | Conduit | 180 | 1 |  | 0 | 107.6391 | 107.6391 | 0.0010764 | Estuary | 1 | FIXED | 90.17 | CC0303-2102 | 0 | 0.57895 | SUBURBS | 0 | 0 | 0 | 1 | Cond | 20 | 32.8084 | 1 | N | 0 |  | ARCHSPRUNG | ROAD | 0.7874 | Full | 0 | Other |  | 0.059055 | 0 | 25 | 0.025 | 0.28 | FIXED | 90.5 | CC0303-2158 | 0 | 0 | 0 | 0 | 0 | 0 | 0 | 0 | 0 | 0 | 0 | [11 empty] | 55.929
0 | CC0303-2787.1 |  |  | 0 | 0.059055 | 0 | 25 | 0.025 | 0 | 466.5128 | 55.92 | 58 | UNKN | Conduit | 180 | 1 |  | 0 | 107.6391 | 107.6391 | 0.0010764 | Estuary | 1 | FIXED | 89.91 | CC0303-2736 | 0 | 1.4483 | SUBURBS | 0 | 0 | 0 | 1 | Cond | 20 | 32.8084 | 1 | N | 0 |  | ARCHSPRUNG | ROAD | 0.7874 | Full | 0 | Other |  | 0.059055 | 0 | 25 | 0.025 | 0.25 | FIXED | 90.75 | CC0303-2787 | 0 | 0 | 0 | 0 | 0 | 0 | 0 | 0 | 0 | 0 | 0 | [11 empty] | 51.3619
0 | CC0900-18721.1 |  |  | 0 | 0.059055 | 0 | 25 | 0.013 | 0 | 13.294 | 24 | 84 | UNKN | Conduit | 24 | 1 |  | 0 | 107.6391 | 107.6391 | 0.0010764 | Estuary | 1 | FIXED | 47.99 | CC0900-18632 | 0 | 0.34524 | SUBURBS | 0 | 0 | 0 | 1 | Cond | 20 | 32.8084 | 1 | N | 0 |  | CIRC | ROAD | 0.7874 | Full | 0 | Other |  | 0.059055 | 0 | 25 | 0.013 | 0.5 | FIXED | 48.28 | CC0900-18721 | 0 | 0 | 0 | 0 | 0 | 0 | 0 | 0 | 0 | 0 | 0 | [11 empty] | 88.5915
0 | CC0900-17359.1 |  |  | 0 | 0.059055 | 0 | 25 | 0.013 | 0 | 106.3213 | 36 | 57.3012 | UNKN | Conduit | 144 | 1 |  | 0 | 107.6391 | 107.6391 | 0.0010764 | Estuary | 1 | FIXED | 41.72 | CC0900-17301 | 0 | 0.052355 | SUBURBS | 0 | 0 | 0 | 1 | Cond | 20 | 32.8084 | 1 | N | 0 |  | RECT | ROAD | 0.7874 | Full | 0 | Other |  | 0.059055 | 0 | 25 | 0.013 | 0.32 | FIXED | 41.75 | CC0900-17359 | 0 | 0 | 0 | 0 | 0 | 0 | 0 | 0 | 0 | 0 | 0 | [11 empty] | 58.5471
0 | CC0900-11566.1 |  |  | 0 | 0.059055 | 0 | 25 | 0.013 | 0 | 497.4969 | 60 | 66 | UNKN | Conduit | 96 | 1 |  | 0 | 107.6391 | 107.6391 | 0.0010764 | Estuary | 1 | FIXED | 22.23 | CC0900-11505 | 0 | 0.16667 | SUBURBS | 0 | 0 | 0 | 1 | Cond | 20 | 32.8084 | 2 | N | 0 |  | RECT | ROAD | 0.7874 | Full | 0 | Other |  | 0.059055 | 0 | 25 | 0.013 | 0.34 | FIXED | 22.34 | CC0900-11566 | 0 | 0 | 0 | 0 | 0 | 0 | 0 | 0 | 0 | 0 | 0 | [11 empty] | 60.65
0 | CC0901-1113.1 |  |  | 0 | 0.059055 | 0 | 25 | 0.013 | 0 | 217.0204 | 84 | 52 | UNKN | Conduit | 84 | 1 |  | 0 | 107.6391 | 107.6391 | 0.0010764 | Estuary | 1 | FIXED | 17.28 | CC0901-1062 | 0 | 0.11538 | SUBURBS | 0 | 0 | 0 | 1 | Cond | 20 | 32.8084 | 1 | N | 0 |  | CIRC | ROAD | 0.7874 | Full | 0 | Other |  | 0.059055 | 0 | 25 | 0.013 | 0.17 | FIXED | 17.34 | CC0901-1113 | 0 | 0 | 0 | 0 | 0 | 0 | 0 | 0 | 0 | 0 | 0 | [11 empty] | 50.3821
0 | CC0300-3338.1 |  |  | 0 | 0.059055 | 0 | 25 | 0.013 | 0 | 413.2298 | 60 | 31 | UNKN | Conduit | 84 | 1 |  | 0 | 107.6391 | 107.6391 | 0.0010764 | Estuary | 1 | FIXED | 42.87 | CC0300-3307 | 0 | 0.16129 | SUBURBS | 0 | 0 | 0 | 1 | Cond | 20 | 32.8084 | 2 | N | 0 |  | RECT | ROAD | 0.7874 | Full | 0 | Other |  | 0.059055 | 0 | 25 | 0.013 | 0.17 | FIXED | 42.92 | CC0300-3338 | 0 | 0 | 0 | 0 | 0 | 0 | 0 | 0 | 0 | 0 | 0 | [11 empty] | 30.6953
0 | CC0300-10707.1 |  |  | 0 | 0.059055 | 0 | 25 | 0.013 | 0 | 562.0139 | 48 | 36 | UNKN | Conduit | 144 | 1 |  | 0 | 107.6391 | 107.6391 | 0.0010764 | Estuary | 1 | FIXED | 68.95 | CC0300-10671 | 0 | 0.61111 | SUBURBS | 0 | 0 | 0 | 1 | Cond | 20 | 32.8084 | 1 | N | 0 |  | RECT | ROAD | 0.7874 | Full | 0 | Other |  | 0.059055 | 0 | 25 | 0.013 | 0.18 | FIXED | 69.17 | CC0300-10707 | 0 | 0 | 0 | 0 | 0 | 0 | 0 | 0 | 0 | 0 | 0 | [11 empty] | 36.5515
0 | CC0300-11634.1 |  |  | 0 | 0.059055 | 0 | 25 | 0.013 | 0 | 280.2361 | 48 | 15 | UNKN | Conduit | 96 | 1 |  | 0 | 107.6391 | 107.6391 | 0.0010764 | Estuary | 1 | FIXED | 73.75 | CC0300-11614 | 0 | 0.4 | SUBURBS | 0 | 0 | 0 | 1 | Cond | 20 | 32.8084 | 1 | N | 0 |  | RECT | ROAD | 0.7874 | Full | 0 | Other |  | 0.059055 | 0 | 25 | 0.013 | 0.2 | FIXED | 73.81 | CC0300-11634 | 0 | 0 | 0 | 0 | 0 | 0 | 0 | 0 | 0 | 0 | 0 | [11 empty] | 20.5001
0 | CC0300-12540.1 |  |  | 0 | 0.059055 | 0 | 25 | 0.013 | 0 | 196.2897 | 48 | 22 | UNKN | Conduit | 84 | 1 |  | 0 | 107.6391 | 107.6391 | 0.0010764 | Estuary | 1 | FIXED | 79.45 | CC0300-12517 | 0 | 0.27273 | SUBURBS | 0 | 0 | 0 | 1 | Cond | 20 | 32.8084 | 1 | N | 0 |  | RECT | ROAD | 0.7874 | Full | 0 | Other |  | 0.059055 | 0 | 25 | 0.013 | 0.19 | FIXED | 79.51 | CC0300-12540 | 0 | 0 | 0 | 0 | 0 | 0 | 0 | 0 | 0 | 0 | 0 | [11 empty] | 22.6906
0 | CC0300-13885.1 |  |  | 0 | 0.059055 | 0 | 25 | 0.013 | 0 | 173.9922 | 48 | 14 | UNKN | Conduit | 84 | 1 |  | 0 | 107.6391 | 107.6391 | 0.0010764 | Estuary | 0 | FIXED | 87.62 | CC0300-13850 | 0 | 0.21429 | SUBURBS | 0 | 0 | 0 | 1 | Cond | 20 | 32.8084 | 1 | N | 0 |  | RECT | ROAD | 0.7874 | Full | 0 | Other |  | 0.059055 | 0 | 25 | 0.013 | 0.5 | FIXED | 87.65 | CC0300-13885 | 0 | 0 | 0 | 0 | 0 | 0 | 0 | 0 | 0 | 0 | 0 | [11 empty] | 35.2712
0 | CC0300-17497.1 |  |  | 0 | 0.059055 | 0 | 25 | 0.025 | 0 | 78.4167 | 38 | 156 | UNKN | Conduit | 72 | 1 |  | 0 | 107.6391 | 107.6391 | 0.0010764 | Estuary | 1 | FIXED | 116.49 | CC0300-17336 | 0 | 0.80128 | SUBURBS | 0 | 0 | 0 | 1 | Cond | 20 | 32.8084 | 1 | N | 0 |  | ARCH | ROAD | 0.7874 | Full | 0 | Other |  | 0.059055 | 0 | 25 | 0.025 | 0.28 | FIXED | 117.74 | CC0300-17497 | 0 | 0 | 0 | 0 | 0 | 0 | 0 | 0 | 0 | 0 | 0 | [11 empty] | 161.4434
0 | CC0900-17445.1 |  |  | 0 | 0.059055 | 0 | 25 | 0.013 | 0 | 114.1826 | 60 | 85.4266 | UNKN | Conduit | 96 | 1 |  | 0 | 107.6391 | 107.6391 | 0.0010764 | Estuary | 0 | FIXED | 41.75 | CC0900-17359 | 0 | 0.035118 | SUBURBS | 0 | 0 | 0 | 1 | Cond | 20 | 32.8084 | 1 | N | 0 |  | RECT | ROAD | 0.7874 | Full | 0 | Other |  | 0.059055 | 0 | 25 | 0.013 | 0.17 | FIXED | 41.78 | CC0900-17445 | 0 | 0 | 0 | 0 | 0 | 0 | 0 | 0 | 0 | 0 | 0 | [11 empty] | 85.4267
0 | CC0900-1377.1 |  |  | 0 | 0.059055 | 0 | 25 | 0.013 | 0 | 520.5817 | 71.04 | 11.3 | UNKN | Conduit | 288 | 1 |  | 0 | 107.6391 | 107.6391 | 0.0010764 | Estuary | 0 | FIXED | 11.28 | CC0900-1366 | 0 | 0.088496 | SUBURBS | 0 | 0 | 0 | 1 | Cond | 20 | 32.8084 | 1 | N | 0 |  | ARCHSPRUNG | ROAD | 0.7874 | Full | 0 | Other |  | 0.059055 | 0 | 25 | 0.013 | 0.39 | FIXED | 11.29 | CC0900-1377 | 0 | 0 | 0 | 0 | 0 | 0 | 0 | 0 | 0 | 0 | 0 | [11 empty] | 11.3161
0 | CC0900-19762.1 |  |  | 0 | 0.059055 | 0 | 25 | 0.013 | 0 | 111.8122 | 54 | 99 | UNKN | Conduit | 54 | 1 |  | 0 | 107.6391 | 107.6391 | 0.0010764 | Estuary | 1 | FIXED | 49.64 | CC0900-18721 | 0 | 0.32323 | SUBURBS | 0 | 0 | 0 | 1 | Cond | 20 | 32.8084 | 1 | N | 0 |  | CIRC | ROAD | 0.7874 | Full | 0 | Other |  | 0.059055 | 0 | 25 | 0.013 | 0.25 | FIXED | 49.96 | CC0900-19762 | 0 | 0 | 0 | 0 | 0 | 0 | 0 | 0 | 0 | 0 | 0 | [11 empty] | 1040.5421
0 | PI781902-23.1 |  |  | 0 | 0.059055 | 0 | 25 | 0.013 | 0 | 3.2556 | 10 | 22.6573 | UNKN | Conduit | 10 | 1 |  | 0 | 107.6391 | 107.6391 | 0.0010764 | Estuary | 0 | FIXED | 45 | PI7818-457 | 0 | 2.2068 | SUBURBS | 0 | 0 | 0 | 1 | Cond | 20 | 32.8084 | 1 | N | 0 |  | CIRC | ROAD | 0.7874 | Full | 0 | Other |  | 0.059055 | 0 | 25 | 0.013 | 0.5 | FIXED | 45.5 | PI781902-23 | 0 | 0 | 0 | 0 | 0 | 0 | 0 | 0 | 0 | 0 | 0 | [11 empty] | 22.6576
0 | PI781801-46.1 |  |  | 0 | 0.059055 | 0 | 25 | 0.013 | 0 | 2.2883 | 10 | 45.8584 | UNKN | Conduit | 10 | 1 |  | 0 | 107.6391 | 107.6391 | 0.0010764 | Estuary | 0 | FIXED | 45 | PI7818-457 | 0 | 1.0903 | SUBURBS | 0 | 0 | 0 | 1 | Cond | 20 | 32.8084 | 1 | N | 0 |  | CIRC | ROAD | 0.7874 | Full | 0 | Other |  | 0.059055 | 0 | 25 | 0.013 | 0.5 | FIXED | 45.5 | PI781801-46 | 0 | 0 | 0 | 0 | 0 | 0 | 0 | 0 | 0 | 0 | 0 | [11 empty] | 45.8577
0 | PI8012-314.1 |  |  | 0 | 0.059055 | 0 | 25 | 0.013 | 0 | 1.3897 | 10 | 313.8654 | UNKN | Conduit | 10 | 1 |  | 0 | 107.6391 | 107.6391 | 0.0010764 | Estuary | 0 | FIXED | 60.7379 | PI8000-6524 | 0 | 0.40213 | SUBURBS | 0 | 0 | 0 | 1 | Cond | 20 | 32.8084 | 1 | N | 0 |  | CIRC | ROAD | 0.7874 | Full | 0 | Other |  | 0.059055 | 0 | 25 | 0.013 | 0.5 | FIXED | 62 | PI8012-314 | 0 | 0 | 0 | 0 | 0 | 0 | 0 | 0 | 0 | 0 | 0 | [11 empty] | 313.8645
0 | PI7704-21.1 |  |  | 0 | 0.059055 | 0 | 25 | 0.013 | 0 | 3.7754 | 10 | 20.8937 | UNKN | Conduit | 10 | 1 |  | 0 | 107.6391 | 107.6391 | 0.0010764 | Estuary | 0 | FIXED | 35.3799 | PI7700-4239 | 0 | 2.9679 | SUBURBS | 0 | 0 | 0 | 1 | Cond | 20 | 32.8084 | 1 | N | 0 |  | CIRC | ROAD | 0.7874 | Full | 0 | Other |  | 0.059055 | 0 | 25 | 0.013 | 0.5 | FIXED | 36 | PI7704-21 | 0 | 0 | 0 | 0 | 0 | 0 | 0 | 0 | 0 | 0 | 0 | [11 empty] | 20.8934
0 | PI7705-30.1 |  |  | 0 | 0.059055 | 0 | 25 | 0.013 | 0 | 3.154 | 10 | 29.9383 | UNKN | Conduit | 10 | 1 |  | 0 | 107.6391 | 107.6391 | 0.0010764 | Estuary | 0 | FIXED | 35.3799 | PI7700-4239 | 0 | 2.0713 | SUBURBS | 0 | 0 | 0 | 1 | Cond | 20 | 32.8084 | 1 | N | 0 |  | CIRC | ROAD | 0.7874 | Full | 0 | Other |  | 0.059055 | 0 | 25 | 0.013 | 0.5 | FIXED | 36 | PI7705-30 | 0 | 0 | 0 | 0 | 0 | 0 | 0 | 0 | 0 | 0 | 0 | [11 empty] | 29.9387
0 | PI7712-20.1 |  |  | 0 | 0.059055 | 0 | 25 | 0.013 | 0 | 1.5822 | 10 | 20.2823 | UNKN | Conduit | 10 | 1 |  | 0 | 107.6391 | 107.6391 | 0.0010764 | Estuary | 0 | FIXED | 41.0651 | PI7700-6860 | 0 | 0.52125 | SUBURBS | 0 | 0 | 0 | 1 | Cond | 20 | 32.8084 | 1 | N | 0 |  | CIRC | ROAD | 0.7874 | Full | 0 | Other |  | 0.059055 | 0 | 25 | 0.013 | 0.25 | FIXED | 41.1709 | PI7712-20 | 0 | 0 | 0 | 0 | 0 | 0 | 0 | 0 | 0 | 0 | 0 | [11 empty] | 20.2825
0 | PI7700-11227.1 |  |  | 0 | 0.059055 | 0 | 25 | 0.013 | 0 | 0.70115 | 10 | 205.1585 | UNKN | Conduit | 10 | 1 |  | 0 | 107.6391 | 107.6391 | 0.0010764 | Estuary | 0 | FIXED | 60.64 | PI7700-11022 | 0 | 0.10236 | SUBURBS | 0 | 0 | 0 | 1 | Cond | 20 | 32.8084 | 1 | N | 0 |  | CIRC | ROAD | 0.7874 | Full | 0 | Other |  | 0.059055 | 0 | 25 | 0.013 | 0.5 | FIXED | 60.85 | PI7700-11227 | 0 | 0 | 0 | 0 | 0 | 0 | 0 | 0 | 0 | 0 | 0 | [11 empty] | 205.1582
0 | PI7807-748.1 |  |  | 0 | 0.059055 | 0 | 25 | 0.013 | 0 | 1.6166 | 10 | 748.124 | UNKN | Conduit | 10 | 1 |  | 0 | 107.6391 | 107.6391 | 0.0010764 | Estuary | 0 | FIXED | 32.8834 | PI7800-5225 | 0 | 0.54416 | SUBURBS | 0 | 0 | 0 | 1 | Cond | 20 | 32.8084 | 1 | N | 0 |  | CIRC | ROAD | 0.7874 | Full | 0 | Other |  | 0.059055 | 0 | 25 | 0.013 | 0.17 | FIXED | 36.9544 | PI7807-748 | 0 | 0 | 0 | 0 | 0 | 0 | 0 | 0 | 0 | 0 | 0 | [11 empty] | 748.1222
0 | PI7807-1258.1 |  |  | 0 | 0.059055 | 0 | 25 | 0.013 | 0 | 1.6166 | 10 | 509.7231 | UNKN | Conduit | 10 | 1 |  | 0 | 107.6391 | 107.6391 | 0.0010764 | Estuary | 0 | FIXED | 36.9544 | PI7807-748 | 0 | 0.54416 | SUBURBS | 0 | 0 | 0 | 1 | Cond | 20 | 32.8084 | 1 | N | 0 |  | CIRC | ROAD | 0.7874 | Full | 0 | Other |  | 0.059055 | 0 | 25 | 0.013 | 0.5 | FIXED | 39.7281 | PI7807-1258 | 0 | 0 | 0 | 0 | 0 | 0 | 0 | 0 | 0 | 0 | 0 | [11 empty] | 509.7228
0 | PI8001-385.1 |  |  | 0 | 0.059055 | 0 | 25 | 0.013 | 0 | 1.6025 | 10 | 370.819 | UNKN | Conduit | 10 | 1 |  | 0 | 107.6391 | 107.6391 | 0.0010764 | Estuary | 0 | FIXED | 40.8747 | PI8000-1386 | 0 | 0.53473 | SUBURBS | 0 | 0 | 0 | 1 | Cond | 20 | 32.8084 | 1 | N | 0 |  | CIRC | ROAD | 0.7874 | Full | 0 | Other |  | 0.059055 | 0 | 25 | 0.013 | 0.83 | FIXED | 42.8576 | PI8001-385 | 0 | 0 | 0 | 0 | 0 | 0 | 0 | 0 | 0 | 0 | 0 | [11 empty] | 384.8815
0 | PI8008-668.1 |  |  | 0 | 0.059055 | 0 | 25 | 0.013 | 0 | 0.69437 | 10 | 178.2349 | UNKN | Conduit | 10 | 1 |  | 0 | 107.6391 | 107.6391 | 0.0010764 | Estuary | 0 | FIXED | 50.18 | PI8008-490 | 0 | 0.10039 | SUBURBS | 0 | 0 | 0 | 1 | Cond | 20 | 32.8084 | 1 | N | 0 |  | CIRC | ROAD | 0.7874 | Full | 0 | Other |  | 0.059055 | 0 | 25 | 0.013 | 0.25 | FIXED | 50.3589 | PI8008-668 | 0 | 0 | 0 | 0 | 0 | 0 | 0 | 0 | 0 | 0 | 0 | [11 empty] | 178.2349
0 | PI8600-1274.1 |  |  | 0 | 0.059055 | 0 | 25 | 0.013 | 0 | 2.4577 | 12 | 353.8536 | UNKN | Conduit | 12 | 1 |  | 0 | 107.6391 | 107.6391 | 0.0010764 | Estuary | 0 | FIXED | 31.79 | PI8600-920 | 0 | 0.47566 | SUBURBS | 0 | 0 | 0 | 1 | Cond | 20 | 32.8084 | 1 | N | 0 |  | CIRC | ROAD | 0.7874 | Full | 0 | Other |  | 0.059055 | 0 | 25 | 0.013 | 0.17 | FIXED | 33.4731 | PI8600-1274 | 0 | 0 | 0 | 0 | 0 | 0 | 0 | 0 | 0 | 0 | 0 | [11 empty] | 353.853
0 | PI810101-457.1 |  |  | 0 | 0.059055 | 0 | 25 | 0.013 | 0 | 1.5449 | 10 | 75.9552 | UNKN | Conduit | 10 | 1 |  | 0 | 107.6391 | 107.6391 | 0.0010764 | Estuary | 0 | FIXED | 49.6226 | PI810101-381 | 0 | 0.49693 | SUBURBS | 0 | 0 | 0 | 1 | Cond | 20 | 32.8084 | 1 | N | 0 |  | CIRC | ROAD | 0.7874 | Full | 0 | Other |  | 0.059055 | 0 | 25 | 0.013 | 0.5 | FIXED | 50 | PI810101-457 | 0 | 0 | 0 | 0 | 0 | 0 | 0 | 0 | 0 | 0 | 0 | [11 empty] | 75.9548
0 | PI810101-192.1 |  |  | 0 | 0.059055 | 0 | 25 | 0.013 | 0 | 1.5449 | 10 | 192.3548 | UNKN | Conduit | 10 | 1 |  | 0 | 107.6391 | 107.6391 | 0.0010764 | Estuary | 0 | FIXED | 47.7285 | PI8101-549 | 0 | 0.49693 | SUBURBS | 0 | 0 | 0 | 1 | Cond | 20 | 32.8084 | 1 | N | 0 |  | CIRC | ROAD | 0.7874 | Full | 0 | Other |  | 0.059055 | 0 | 25 | 0.013 | 0.17 | FIXED | 48.6843 | PI810101-192 | 0 | 0 | 0 | 0 | 0 | 0 | 0 | 0 | 0 | 0 | 0 | [11 empty] | 192.3537
0 | PI810101-381.1 |  |  | 0 | 0.059055 | 0 | 25 | 0.013 | 0 | 1.5449 | 10 | 188.809 | UNKN | Conduit | 10 | 1 |  | 0 | 107.6391 | 107.6391 | 0.0010764 | Estuary | 0 | FIXED | 48.6843 | PI810101-192 | 0 | 0.49693 | SUBURBS | 0 | 0 | 0 | 1 | Cond | 20 | 32.8084 | 1 | N | 0 |  | CIRC | ROAD | 0.7874 | Full | 0 | Other |  | 0.059055 | 0 | 25 | 0.013 | 0.17 | FIXED | 49.6226 | PI810101-381 | 0 | 0 | 0 | 0 | 0 | 0 | 0 | 0 | 0 | 0 | 0 | [11 empty] | 188.8095
0 | PI7819-2049.1 |  |  | 0 | 0.059055 | 0 | 25 | 0.013 | 0 | 1.4436 | 10 | 48.9993 | UNKN | Conduit | 10 | 1 |  | 0 | 107.6391 | 107.6391 | 0.0010764 | Estuary | 0 | FIXED | 54.0474 | PI7819-2000 | 0 | 0.43393 | SUBURBS | 0 | 0 | 0 | 1 | Cond | 20 | 32.8084 | 1 | N | 0 |  | CIRC | ROAD | 0.7874 | Full | 0 | Other |  | 0.059055 | 0 | 25 | 0.013 | 0.17 | FIXED | 54.26 | PI7819-2049 | 0 | 0 | 0 | 0 | 0 | 0 | 0 | 0 | 0 | 0 | 0 | [11 empty] | 48.999
0 | PI7819-2220.1 |  |  | 0 | 0.059055 | 0 | 25 | 0.013 | 0 | 1.4436 | 10 | 170.5351 | UNKN | Conduit | 10 | 1 |  | 0 | 107.6391 | 107.6391 | 0.0010764 | Estuary | 0 | FIXED | 54.26 | PI7819-2049 | 0 | 0.43393 | SUBURBS | 0 | 0 | 0 | 1 | Cond | 20 | 32.8084 | 1 | N | 0 |  | CIRC | ROAD | 0.7874 | Full | 0 | Other |  | 0.059055 | 0 | 25 | 0.013 | 0.5 | FIXED | 55 | PI7819-2220 | 0 | 0 | 0 | 0 | 0 | 0 | 0 | 0 | 0 | 0 | 0 | [11 empty] | 170.535
0 | PI7819-2000.1 |  |  | 0 | 0.059055 | 0 | 25 | 0.013 | 0 | 1.4436 | 10 | 354.1844 | UNKN | Conduit | 10 | 1 |  | 0 | 107.6391 | 107.6391 | 0.0010764 | Estuary | 0 | FIXED | 52.5105 | PI7819-1646 | 0 | 0.43393 | SUBURBS | 0 | 0 | 0 | 1 | Cond | 20 | 32.8084 | 1 | N | 0 |  | CIRC | ROAD | 0.7874 | Full | 0 | Other |  | 0.059055 | 0 | 25 | 0.013 | 0.17 | FIXED | 54.0474 | PI7819-2000 | 0 | 0 | 0 | 0 | 0 | 0 | 0 | 0 | 0 | 0 | 0 | [11 empty] | 354.1841
0 | PI7819-1621.1 |  |  | 0 | 0.059055 | 0 | 25 | 0.013 | 0 | 1.4436 | 10 | 425.8703 | UNKN | Conduit | 10 | 1 |  | 0 | 107.6391 | 107.6391 | 0.0010764 | Estuary | 0 | FIXED | 50.5543 | PI7819-1195 | 0 | 0.43393 | SUBURBS | 0 | 0 | 0 | 1 | Cond | 20 | 32.8084 | 1 | N | 0 |  | CIRC | ROAD | 0.7874 | Full | 0 | Other |  | 0.059055 | 0 | 25 | 0.013 | 0.17 | FIXED | 52.4022 | PI7819-1621 | 0 | 0 | 0 | 0 | 0 | 0 | 0 | 0 | 0 | 0 | 0 | [11 empty] | 425.8701
0 | PI7819-1195.1 |  |  | 0 | 0.059055 | 0 | 25 | 0.013 | 0 | 1.4436 | 10 | 387.1115 | UNKN | Conduit | 10 | 1 |  | 0 | 107.6391 | 107.6391 | 0.0010764 | Estuary | 0 | FIXED | 48.8745 | PI7819-808 | 0 | 0.43393 | SUBURBS | 0 | 0 | 0 | 1 | Cond | 20 | 32.8084 | 1 | N | 0 |  | CIRC | ROAD | 0.7874 | Full | 0 | Other |  | 0.059055 | 0 | 25 | 0.013 | 0.5 | FIXED | 50.5543 | PI7819-1195 | 0 | 0 | 0 | 0 | 0 | 0 | 0 | 0 | 0 | 0 | 0 | [11 empty] | 387.1101
0 | PI7711-415.1 |  |  | 0 | 0.059055 | 0 | 25 | 0.013 | 0 | 1.5822 | 10 | 414.8574 | UNKN | Conduit | 10 | 1 |  | 0 | 107.6391 | 107.6391 | 0.0010764 | Estuary | 0 | FIXED | 41.0651 | PI7700-6860 | 0 | 0.52125 | SUBURBS | 0 | 0 | 0 | 1 | Cond | 20 | 32.8084 | 1 | N | 0 |  | CIRC | ROAD | 0.7874 | Full | 0 | Other |  | 0.059055 | 0 | 25 | 0.013 | 0.83 | FIXED | 43.2276 | PI7711-415 | 0 | 0 | 0 | 0 | 0 | 0 | 0 | 0 | 0 | 0 | 0 | [11 empty] | 414.8567
0 | PI150101-2541.1 |  |  | 0 | 0.059055 | 0 | 25 | 0.013 | 0 | 0.36977 | 10 | 325.0332 | UNKN | Conduit | 10 | 1 |  | 0 | 107.6391 | 107.6391 | 0.0010764 | Estuary | 0 | FIXED | 38.9075 | PI150101-2216 | 0 | 0.028469 | SUBURBS | 0 | 0 | 0 | 1 | Cond | 20 | 32.8084 | 1 | N | 0 |  | CIRC | ROAD | 0.7874 | Full | 0 | Other |  | 0.059055 | 0 | 25 | 0.013 | 0.83 | FIXED | 39 | PI150101-2541 | 0 | 0 | 0 | 0 | 0 | 0 | 0 | 0 | 0 | 0 | 0 | [11 empty] | 325.0325
0 | PI8600-1611.1 |  |  | 0 | 0.059055 | 0 | 25 | 0.013 | 0 | 2.4577 | 12 | 11.0091 | UNKN | Conduit | 12 | 1 |  | 0 | 107.6391 | 107.6391 | 0.0010764 | Estuary | 0 | FIXED | 35.0217 | PI8600-1600 | 0 | 0.47566 | SUBURBS | 0 | 0 | 0 | 1 | Cond | 20 | 32.8084 | 1 | N | 0 |  | CIRC | ROAD | 0.7874 | Full | 0 | Other |  | 0.059055 | 0 | 25 | 0.013 | 0.17 | FIXED | 35.0741 | PI8600-1611 | 0 | 0 | 0 | 0 | 0 | 0 | 0 | 0 | 0 | 0 | 0 | [11 empty] | 11.0092
0 | PI8600-2143.1 |  |  | 0 | 0.059055 | 0 | 25 | 0.013 | 0 | 2.4577 | 12 | 531.6236 | UNKN | Conduit | 12 | 1 |  | 0 | 107.6391 | 107.6391 | 0.0010764 | Estuary | 0 | FIXED | 35.0741 | PI8600-1611 | 0 | 0.47566 | SUBURBS | 0 | 0 | 0 | 1 | Cond | 20 | 32.8084 | 1 | N | 0 |  | CIRC | ROAD | 0.7874 | Full | 0 | Other |  | 0.059055 | 0 | 25 | 0.013 | 0.25 | FIXED | 37.6028 | PI8600-2143 | 0 | 0 | 0 | 0 | 0 | 0 | 0 | 0 | 0 | 0 | 0 | [11 empty] | 531.6223
0 | PI8600-1600.1 |  |  | 0 | 0.059055 | 0 | 25 | 0.013 | 0 | 2.4577 | 12 | 325.5671 | UNKN | Conduit | 12 | 1 |  | 0 | 107.6391 | 107.6391 | 0.0010764 | Estuary | 0 | FIXED | 33.4731 | PI8600-1274 | 0 | 0.47566 | SUBURBS | 0 | 0 | 0 | 1 | Cond | 20 | 32.8084 | 1 | N | 0 |  | CIRC | ROAD | 0.7874 | Full | 0 | Other |  | 0.059055 | 0 | 25 | 0.013 | 0.17 | FIXED | 35.0217 | PI8600-1600 | 0 | 0 | 0 | 0 | 0 | 0 | 0 | 0 | 0 | 0 | 0 | [11 empty] | 325.5661
0 | PI7819-1646.1 |  |  | 0 | 0.059055 | 0 | 25 | 0.013 | 0 | 1.4436 | 10 | 24.9468 | UNKN | Conduit | 10 | 1 |  | 0 | 107.6391 | 107.6391 | 0.0010764 | Estuary | 0 | FIXED | 52.4022 | PI7819-1621 | 0 | 0.43393 | SUBURBS | 0 | 0 | 0 | 1 | Cond | 20 | 32.8084 | 1 | N | 0 |  | CIRC | ROAD | 0.7874 | Full | 0 | Other |  | 0.059055 | 0 | 25 | 0.013 | 0.5 | FIXED | 52.5105 | PI7819-1646 | 0 | 0 | 0 | 0 | 0 | 0 | 0 | 0 | 0 | 0 | 0 | [11 empty] | 24.946
0 | PI5806-82.1 |  |  | 0 | 0.059055 | 0 | 25 | 0.013 | 0 | 0.68371 | 10 | 82.1942 | UNKN | Conduit | 10 | 1 |  | 0 | 107.6391 | 107.6391 | 0.0010764 | Estuary | 0 | FIXED | 44.87 | PI5800-1846 | 0 | 0.09733 | SUBURBS | 0 | 0 | 0 | 1 | Cond | 20 | 32.8084 | 1 | N | 0 |  | CIRC | ROAD | 0.7874 | Full | 0 | Other |  | 0.059055 | 0 | 25 | 0.013 | 0.5 | FIXED | 44.95 | PI5806-82 | 0 | 0 | 0 | 0 | 0 | 0 | 0 | 0 | 0 | 0 | 0 | [11 empty] | 82.1934
0 | PI8102-288.1 |  |  | 0 | 0.059055 | 0 | 25 | 0.013 | 0 | 1.2951 | 10 | 287.9302 | UNKN | Conduit | 10 | 1 |  | 0 | 107.6391 | 107.6391 | 0.0010764 | Estuary | 0 | FIXED | 50.9551 | PI8100-1678 | 0 | 0.34922 | SUBURBS | 0 | 0 | 0 | 1 | Cond | 20 | 32.8084 | 1 | N | 0 |  | CIRC | ROAD | 0.7874 | Full | 0 | Other |  | 0.059055 | 0 | 25 | 0.013 | 0.49 | FIXED | 51.9607 | PI8102-288 | 0 | 0 | 0 | 0 | 0 | 0 | 0 | 0 | 0 | 0 | 0 | [11 empty] | 287.9303
0 | PI8100-1816.1 |  |  | 0 | 0.059055 | 0 | 25 | 0.013 | 0 | 1.5844 | 10 | 137.1522 | UNKN | Conduit | 10 | 1 |  | 0 | 107.6391 | 107.6391 | 0.0010764 | Estuary | 0 | FIXED | 50.9551 | PI8100-1678 | 0 | 0.52268 | SUBURBS | 0 | 0 | 0 | 1 | Cond | 20 | 32.8084 | 1 | N | 0 |  | CIRC | ROAD | 0.7874 | Full | 0 | Other |  | 0.059055 | 0 | 25 | 0.013 | 0.17 | FIXED | 51.672 | PI8100-1816 | 0 | 0 | 0 | 0 | 0 | 0 | 0 | 0 | 0 | 0 | 0 | [11 empty] | 137.1512
0 | PI8100-1945.1 |  |  | 0 | 0.059055 | 0 | 25 | 0.013 | 0 | 1.5844 | 10 | 129.0986 | UNKN | Conduit | 10 | 1 |  | 0 | 107.6391 | 107.6391 | 0.0010764 | Estuary | 0 | FIXED | 51.672 | PI8100-1816 | 0 | 0.52268 | SUBURBS | 0 | 0 | 0 | 1 | Cond | 20 | 32.8084 | 1 | N | 0 |  | CIRC | ROAD | 0.7874 | Full | 0 | Other |  | 0.059055 | 0 | 25 | 0.013 | 0.66 | FIXED | 52.3468 | PI8100-1945 | 0 | 0 | 0 | 0 | 0 | 0 | 0 | 0 | 0 | 0 | 0 | [11 empty] | 129.0991
0 | PI8100-1678.1 |  |  | 0 | 0.059055 | 0 | 25 | 0.013 | 0 | 1.5844 | 10 | 437.9472 | UNKN | Conduit | 10 | 1 |  | 0 | 107.6391 | 107.6391 | 0.0010764 | Estuary | 0 | FIXED | 48.6661 | PI8100-1240 | 0 | 0.52268 | SUBURBS | 0 | 0 | 0 | 1 | Cond | 20 | 32.8084 | 1 | N | 0 |  | CIRC | ROAD | 0.7874 | Full | 0 | Other |  | 0.059055 | 0 | 25 | 0.013 | 0.17 | FIXED | 50.9551 | PI8100-1678 | 0 | 0 | 0 | 0 | 0 | 0 | 0 | 0 | 0 | 0 | 0 | [11 empty] | 437.9469
0 | PI8008-341.1 |  |  | 0 | 0.059055 | 0 | 25 | 0.013 | 0 | 0.69225 | 10 | 340.7583 | UNKN | Conduit | 10 | 1 |  | 0 | 107.6391 | 107.6391 | 0.0010764 | Estuary | 0 | FIXED | 49.69 | PI8000-3602 | 0 | 0.099777 | SUBURBS | 0 | 0 | 0 | 1 | Cond | 20 | 32.8084 | 1 | N | 0 |  | CIRC | ROAD | 0.7874 | Full | 0 | Other |  | 0.059055 | 0 | 25 | 0.013 | 0.17 | FIXED | 50.03 | PI8008-341 | 0 | 0 | 0 | 0 | 0 | 0 | 0 | 0 | 0 | 0 | 0 | [11 empty] | 340.7576
0 | PI3700-3154.1 |  |  | 0 | 0.059055 | 0 | 25 | 0.013 | 0 | 1.9214 | 12 | 200.0136 | UNKN | Conduit | 12 | 1 |  | 0 | 107.6391 | 107.6391 | 0.0010764 | Estuary | 0 | FIXED | 64.7457 | PI3700-2954 | 0 | 0.29073 | SUBURBS | 0 | 0 | 0 | 1 | Cond | 20 | 32.8084 | 1 | N | 0 |  | CIRC | ROAD | 0.7874 | Full | 0 | Other |  | 0.059055 | 0 | 25 | 0.013 | 0.3 | FIXED | 65.3272 | PI3700-3154 | 0 | 0 | 0 | 0 | 0 | 0 | 0 | 0 | 0 | 0 | 0 | [11 empty] | 200.0135
0 | PI3700-3989.1 |  |  | 0 | 0.059055 | 0 | 25 | 0.013 | 0 | 1.9214 | 12 | 257.3339 | UNKN | Conduit | 12 | 1 |  | 0 | 107.6391 | 107.6391 | 0.0010764 | Estuary | 0 | FIXED | 67.0085 | PI3700-3732 | 0 | 0.29073 | SUBURBS | 0 | 0 | 0 | 1 | Cond | 20 | 32.8084 | 1 | N | 0 |  | CIRC | ROAD | 0.7874 | Full | 0 | Other |  | 0.059055 | 0 | 25 | 0.013 | 0.17 | FIXED | 67.7566 | PI3700-3989 | 0 | 0 | 0 | 0 | 0 | 0 | 0 | 0 | 0 | 0 | 0 | [11 empty] | 257.334
0 | PI3700-4241.1 |  |  | 0 | 0.059055 | 0 | 25 | 0.013 | 0 | 1.9214 | 12 | 251.5809 | UNKN | Conduit | 12 | 1 |  | 0 | 107.6391 | 107.6391 | 0.0010764 | Estuary | 0 | FIXED | 67.7566 | PI3700-3989 | 0 | 0.29073 | SUBURBS | 0 | 0 | 0 | 1 | Cond | 20 | 32.8084 | 1 | N | 0 |  | CIRC | ROAD | 0.7874 | Full | 0 | Other |  | 0.059055 | 0 | 25 | 0.013 | 0.17 | FIXED | 68.488 | PI3700-4241 | 0 | 0 | 0 | 0 | 0 | 0 | 0 | 0 | 0 | 0 | 0 | [11 empty] | 251.5798
0 | PI3700-3732.1 |  |  | 0 | 0.059055 | 0 | 25 | 0.013 | 0 | 1.9214 | 12 | 270.3253 | UNKN | Conduit | 12 | 1 |  | 0 | 107.6391 | 107.6391 | 0.0010764 | Estuary | 0 | FIXED | 66.2226 | PI3700-3462 | 0 | 0.29073 | SUBURBS | 0 | 0 | 0 | 1 | Cond | 20 | 32.8084 | 1 | N | 0 |  | CIRC | ROAD | 0.7874 | Full | 0 | Other |  | 0.059055 | 0 | 25 | 0.013 | 0.17 | FIXED | 67.0085 | PI3700-3732 | 0 | 0 | 0 | 0 | 0 | 0 | 0 | 0 | 0 | 0 | 0 | [11 empty] | 270.3246
0 | PI3700-3462.1 |  |  | 0 | 0.059055 | 0 | 25 | 0.013 | 0 | 1.9214 | 12 | 307.9661 | UNKN | Conduit | 12 | 1 |  | 0 | 107.6391 | 107.6391 | 0.0010764 | Estuary | 0 | FIXED | 65.3272 | PI3700-3154 | 0 | 0.29073 | SUBURBS | 0 | 0 | 0 | 1 | Cond | 20 | 32.8084 | 1 | N | 0 |  | CIRC | ROAD | 0.7874 | Full | 0 | Other |  | 0.059055 | 0 | 25 | 0.013 | 0.17 | FIXED | 66.2226 | PI3700-3462 | 0 | 0 | 0 | 0 | 0 | 0 | 0 | 0 | 0 | 0 | 0 | [11 empty] | 307.9652
0 | PI4202-30.1 |  |  | 0 | 0.059055 | 0 | 25 | 0.013 | 0 | 12.1946 | 12 | 29.9737 | UNKN | Conduit | 12 | 1 |  | 0 | 107.6391 | 107.6391 | 0.0010764 | Estuary | 0 | FIXED | 74.85 | PI4200-2786 | 0 | 11.7103 | SUBURBS | 0 | 0 | 0 | 1 | Cond | 20 | 32.8084 | 1 | N | 0 |  | CIRC | ROAD | 0.7874 | Full | 0 | Other |  | 0.059055 | 0 | 25 | 0.013 | 0.5 | FIXED | 78.36 | PI4202-30 | 0 | 0 | 0 | 0 | 0 | 0 | 0 | 0 | 0 | 0 | 0 | [11 empty] | 29.9736
0 | PI2900-106.1 |  |  | 0 | 0.059055 | 0 | 25 | 0.013 | 0 | 1.7977 | 12 | 106.0905 | UNKN | Conduit | 12 | 1 |  | 0 | 107.6391 | 107.6391 | 0.0010764 | Estuary | 0 | FIXED | 42.92 | CC0300-3338 | 0 | 0.2545 | SUBURBS | 0 | 0 | 0 | 1 | Cond | 20 | 32.8084 | 1 | N | 0 |  | CIRC | ROAD | 0.7874 | Full | 0 | Other |  | 0.059055 | 0 | 25 | 0.013 | 0.5 | FIXED | 43.19 | PI2900-106 | 0 | 0 | 0 | 0 | 0 | 0 | 0 | 0 | 0 | 0 | 0 | [11 empty] | 106.1026
0 | PI1900-52.1 |  |  | 0 | 0.059055 | 0 | 25 | 0.013 | 0 | 9.4404 | 12 | 35.6228 | UNKN | Conduit | 12 | 1 |  | 0 | 107.6391 | 107.6391 | 0.0010764 | Estuary | 1 | FIXED | 19.02 | CC0200-522 | 0 | 7.018 | SUBURBS | 0 | 0 | 0 | 1 | Cond | 20 | 32.8084 | 1 | N | 0 |  | CIRC | ROAD | 0.7874 | Full | 0 | Other |  | 0.059055 | 0 | 25 | 0.013 | 0.17 | FIXED | 21.52 | PI1900-52 | 0 | 0 | 0 | 0 | 0 | 0 | 0 | 0 | 0 | 0 | 0 | [11 empty] | 51.8368
0 | PI1900-100.1 |  |  | 0 | 0.059055 | 0 | 25 | 0.013 | 0 | 2.6603 | 12 | 48.4475 | UNKN | Conduit | 12 | 1 |  | 0 | 107.6391 | 107.6391 | 0.0010764 | Estuary | 0 | FIXED | 21.52 | PI1900-52 | 0 | 0.5573 | SUBURBS | 0 | 0 | 0 | 1 | Cond | 20 | 32.8084 | 1 | N | 0 |  | CIRC | ROAD | 0.7874 | Full | 0 | Other |  | 0.059055 | 0 | 25 | 0.013 | 0.5 | FIXED | 21.79 | PI1900-100 | 0 | 0 | 0 | 0 | 0 | 0 | 0 | 0 | 0 | 0 | 0 | [11 empty] | 48.4481
0 | PI7901-1132.1 |  |  | 0 | 0.059055 | 0 | 25 | 0.013 | 0 | 4.9227 | 12 | 59.5783 | UNKN | Conduit | 12 | 1 |  | 0 | 107.6391 | 107.6391 | 0.0010764 | Estuary | 0 | FIXED | 47.8631 | PI7901-1072 | 0 | 1.9083 | SUBURBS | 0 | 0 | 0 | 1 | Cond | 20 | 32.8084 | 1 | N | 0 |  | CIRC | ROAD | 0.7874 | Full | 0 | Other |  | 0.059055 | 0 | 25 | 0.013 | 0.5 | FIXED | 49 | PI7901-1132 | 0 | 0 | 0 | 0 | 0 | 0 | 0 | 0 | 0 | 0 | 0 | [11 empty] | 59.5781
0 | PI8604-33.1 |  |  | 0 | 0.059055 | 0 | 25 | 0.013 | 0 | 2.4577 | 12 | 32.8707 | UNKN | Conduit | 12 | 1 |  | 0 | 107.6391 | 107.6391 | 0.0010764 | Estuary | 0 | FIXED | 33.8436 | PI8600-1274 | 0 | 0.47566 | SUBURBS | 0 | 0 | 0 | 1 | Cond | 20 | 32.8084 | 1 | N | 0 |  | CIRC | ROAD | 0.7874 | Full | 0 | Other |  | 0.059055 | 0 | 25 | 0.013 | 0.5 | FIXED | 34 | PI8604-33 | 0 | 0 | 0 | 0 | 0 | 0 | 0 | 0 | 0 | 0 | 0 | [11 empty] | 32.8709
0 | PI860101-57.1 |  |  | 0 | 0.059055 | 0 | 25 | 0.013 | 0 | 2.0491 | 12 | 56.6953 | UNKN | Conduit | 12 | 1 |  | 0 | 107.6391 | 107.6391 | 0.0010764 | Estuary | 0 | FIXED | 32.8125 | PI8601-312 | 0 | 0.33063 | SUBURBS | 0 | 0 | 0 | 1 | Cond | 20 | 32.8084 | 1 | N | 0 |  | CIRC | ROAD | 0.7874 | Full | 0 | Other |  | 0.059055 | 0 | 25 | 0.013 | 0.5 | FIXED | 33 | PI860101-57 | 0 | 0 | 0 | 0 | 0 | 0 | 0 | 0 | 0 | 0 | 0 | [11 empty] | 56.695
0 | PI860102-52.1 |  |  | 0 | 0.059055 | 0 | 25 | 0.013 | 0 | 2.0491 | 12 | 52.1452 | UNKN | Conduit | 12 | 1 |  | 0 | 107.6391 | 107.6391 | 0.0010764 | Estuary | 0 | FIXED | 31.8276 | PI8601-312 | 0 | 0.33063 | SUBURBS | 0 | 0 | 0 | 1 | Cond | 20 | 32.8084 | 1 | N | 0 |  | CIRC | ROAD | 0.7874 | Full | 0 | Other |  | 0.059055 | 0 | 25 | 0.013 | 0.43 | FIXED | 32 | PI860102-52 | 0 | 0 | 0 | 0 | 0 | 0 | 0 | 0 | 0 | 0 | 0 | [11 empty] | 52.1447
0 | PI8602-36.1 |  |  | 0 | 0.059055 | 0 | 25 | 0.013 | 0 | 1.7785 | 12 | 36.1333 | UNKN | Conduit | 12 | 1 |  | 0 | 107.6391 | 107.6391 | 0.0010764 | Estuary | 0 | FIXED | 30.64 | PI8600-460 | 0 | 0.24908 | SUBURBS | 0 | 0 | 0 | 1 | Cond | 20 | 32.8084 | 1 | N | 0 |  | CIRC | ROAD | 0.7874 | Full | 0 | Other |  | 0.059055 | 0 | 25 | 0.013 | 0.5 | FIXED | 30.73 | PI8602-36 | 0 | 0 | 0 | 0 | 0 | 0 | 0 | 0 | 0 | 0 | 0 | [11 empty] | 36.1326
0 | PI0810-62.1 |  |  | 0 | 0.059055 | 0 | 25 | 0.013 | 0 | 1.7594 | 12 | 61.538 | UNKN | Conduit | 12 | 1 |  | 0 | 107.6391 | 107.6391 | 0.0010764 | Estuary | 0 | FIXED | 29.05 | PI0800-13663 | 0 | 0.24375 | SUBURBS | 0 | 0 | 0 | 1 | Cond | 20 | 32.8084 | 1 | N | 0 |  | CIRC | ROAD | 0.7874 | Full | 0 | Other |  | 0.059055 | 0 | 25 | 0.013 | 0.5 | FIXED | 29.2 | PI0810-62 | 0 | 0 | 0 | 0 | 0 | 0 | 0 | 0 | 0 | 0 | 0 | [11 empty] | 61.5381
0 | PI8603-38.1 |  |  | 0 | 0.059055 | 0 | 25 | 0.013 | 0 | 1.7817 | 12 | 38.3076 | UNKN | Conduit | 12 | 1 |  | 0 | 107.6391 | 107.6391 | 0.0010764 | Estuary | 0 | FIXED | 31.9042 | PI8600-920 | 0 | 0.24998 | SUBURBS | 0 | 0 | 0 | 1 | Cond | 20 | 32.8084 | 1 | N | 0 |  | CIRC | ROAD | 0.7874 | Full | 0 | Other |  | 0.059055 | 0 | 25 | 0.013 | 0.5 | FIXED | 32 | PI8603-38 | 0 | 0 | 0 | 0 | 0 | 0 | 0 | 0 | 0 | 0 | 0 | [11 empty] | 38.3077
0 | PI8700-2153.1 |  |  | 0 | 0.059055 | 0 | 25 | 0.013 | 0 | 0.45135 | 6 | 54.0471 | UNKN | Conduit | 6 | 1 |  | 0 | 107.6391 | 107.6391 | 0.0010764 | Estuary | 0 | FIXED | 29.6505 | PI8700-2099 | 0 | 0.64663 | SUBURBS | 0 | 0 | 0 | 1 | Cond | 20 | 32.8084 | 1 | N | 0 |  | CIRC | ROAD | 0.7874 | Full | 0 | Other |  | 0.059055 | 0 | 25 | 0.013 | 0.5 | FIXED | 30 | PI8700-2153 | 0 | 0 | 0 | 0 | 0 | 0 | 0 | 0 | 0 | 0 | 0 | [11 empty] | 54.047
0 | PI8706-60.1 |  |  | 0 | 0.059055 | 0 | 25 | 0.013 | 0 | 0.76523 | 6 | 60.1362 | UNKN | Conduit | 6 | 1 |  | 0 | 107.6391 | 107.6391 | 0.0010764 | Estuary | 0 | FIXED | 28.0879 | PI8700-1858 | 0 | 1.8587 | SUBURBS | 0 | 0 | 0 | 1 | Cond | 20 | 32.8084 | 1 | N | 0 |  | CIRC | ROAD | 0.7874 | Full | 0 | Other |  | 0.059055 | 0 | 25 | 0.013 | 0.72 | FIXED | 29.2056 | PI8706-60 | 0 | 0 | 0 | 0 | 0 | 0 | 0 | 0 | 0 | 0 | 0 | [11 empty] | 60.136
0 | PI8706-103.1 |  |  | 0 | 0.059055 | 0 | 25 | 0.013 | 0 | 0.76523 | 6 | 42.7369 | UNKN | Conduit | 6 | 1 |  | 0 | 107.6391 | 107.6391 | 0.0010764 | Estuary | 0 | FIXED | 29.2056 | PI8706-60 | 0 | 1.8587 | SUBURBS | 0 | 0 | 0 | 1 | Cond | 20 | 32.8084 | 1 | N | 0 |  | CIRC | ROAD | 0.7874 | Full | 0 | Other |  | 0.059055 | 0 | 25 | 0.013 | 0.5 | FIXED | 30 | PI8706-103 | 0 | 0 | 0 | 0 | 0 | 0 | 0 | 0 | 0 | 0 | 0 | [11 empty] | 42.7371
0 | PI8705-61.1 |  |  | 0 | 0.059055 | 0 | 25 | 0.013 | 0 | 0.67062 | 6 | 60.8301 | UNKN | Conduit | 6 | 1 |  | 0 | 107.6391 | 107.6391 | 0.0010764 | Estuary | 0 | FIXED | 26.51 | PI8700-1614 | 0 | 1.4275 | SUBURBS | 0 | 0 | 0 | 1 | Cond | 20 | 32.8084 | 1 | N | 0 |  | CIRC | ROAD | 0.7874 | Full | 0 | Other |  | 0.059055 | 0 | 25 | 0.013 | 0.73 | FIXED | 27.3784 | PI8705-61 | 0 | 0 | 0 | 0 | 0 | 0 | 0 | 0 | 0 | 0 | 0 | [11 empty] | 60.8302
0 | PI8705-104.1 |  |  | 0 | 0.059055 | 0 | 25 | 0.013 | 0 | 0.67062 | 6 | 43.5465 | UNKN | Conduit | 6 | 1 |  | 0 | 107.6391 | 107.6391 | 0.0010764 | Estuary | 0 | FIXED | 27.3784 | PI8705-61 | 0 | 1.4275 | SUBURBS | 0 | 0 | 0 | 1 | Cond | 20 | 32.8084 | 1 | N | 0 |  | CIRC | ROAD | 0.7874 | Full | 0 | Other |  | 0.059055 | 0 | 25 | 0.013 | 0.5 | FIXED | 28 | PI8705-104 | 0 | 0 | 0 | 0 | 0 | 0 | 0 | 0 | 0 | 0 | 0 | [11 empty] | 43.5466
0 | PI8704-61.1 |  |  | 0 | 0.059055 | 0 | 25 | 0.013 | 0 | 0.27942 | 6 | 60.5251 | UNKN | Conduit | 6 | 1 |  | 0 | 107.6391 | 107.6391 | 0.0010764 | Estuary | 0 | FIXED | 25.69 | PI8700-1367 | 0 | 0.24783 | SUBURBS | 0 | 0 | 0 | 1 | Cond | 20 | 32.8084 | 1 | N | 0 |  | CIRC | ROAD | 0.7874 | Full | 0 | Other |  | 0.059055 | 0 | 25 | 0.013 | 0.71 | FIXED | 25.84 | PI8704-61 | 0 | 0 | 0 | 0 | 0 | 0 | 0 | 0 | 0 | 0 | 0 | [11 empty] | 60.5252
0 | PI8704-104.1 |  |  | 0 | 0.059055 | 0 | 25 | 0.013 | 0 | 0.27942 | 6 | 43.6699 | UNKN | Conduit | 6 | 1 |  | 0 | 107.6391 | 107.6391 | 0.0010764 | Estuary | 0 | FIXED | 25.8918 | PI8704-61 | 0 | 0.24783 | SUBURBS | 0 | 0 | 0 | 1 | Cond | 20 | 32.8084 | 1 | N | 0 |  | CIRC | ROAD | 0.7874 | Full | 0 | Other |  | 0.059055 | 0 | 25 | 0.013 | 0.5 | FIXED | 26 | PI8704-104 | 0 | 0 | 0 | 0 | 0 | 0 | 0 | 0 | 0 | 0 | 0 | [11 empty] | 43.67
0 | PI8411-46.1 |  |  | 0 | 0.059055 | 0 | 25 | 0.013 | 0 | 1.7476 | 12 | 45.7391 | UNKN | Conduit | 12 | 1 |  | 0 | 107.6391 | 107.6391 | 0.0010764 | Estuary | 0 | FIXED | 30.57 | PI8400-3199 | 0 | 0.24049 | SUBURBS | 0 | 0 | 0 | 1 | Cond | 20 | 32.8084 | 1 | N | 0 |  | CIRC | ROAD | 0.7874 | Full | 0 | Other |  | 0.059055 | 0 | 25 | 0.013 | 0.5 | FIXED | 30.68 | PI8411-46 | 0 | 0 | 0 | 0 | 0 | 0 | 0 | 0 | 0 | 0 | 0 | [11 empty] | 45.7389
0 | PI8410-278.1 |  |  | 0 | 0.059055 | 0 | 25 | 0.013 | 0 | 1.7886 | 12 | 59.5412 | UNKN | Conduit | 12 | 1 |  | 0 | 107.6391 | 107.6391 | 0.0010764 | Estuary | 0 | FIXED | 30.98 | PI8410-218 | 0 | 0.25193 | SUBURBS | 0 | 0 | 0 | 1 | Cond | 20 | 32.8084 | 1 | N | 0 |  | CIRC | ROAD | 0.7874 | Full | 0 | Other |  | 0.059055 | 0 | 25 | 0.013 | 0.5 | FIXED | 31.13 | PI8410-278 | 0 | 0 | 0 | 0 | 0 | 0 | 0 | 0 | 0 | 0 | 0 | [11 empty] | 59.541
0 | PI8409-46.1 |  |  | 0 | 0.059055 | 0 | 25 | 0.013 | 0 | 1.8123 | 12 | 46.3968 | UNKN | Conduit | 12 | 1 |  | 0 | 107.6391 | 107.6391 | 0.0010764 | Estuary | 0 | FIXED | 29.49 | PI8400-2854 | 0 | 0.25864 | SUBURBS | 0 | 0 | 0 | 1 | Cond | 20 | 32.8084 | 1 | N | 0 |  | CIRC | ROAD | 0.7874 | Full | 0 | Other |  | 0.059055 | 0 | 25 | 0.013 | 0.5 | FIXED | 29.61 | PI8409-46 | 0 | 0 | 0 | 0 | 0 | 0 | 0 | 0 | 0 | 0 | 0 | [11 empty] | 46.3968
0 | PI8404-89.1 |  |  | 0 | 0.059055 | 0 | 25 | 0.013 | 0 | 1.7699 | 12 | 44.5937 | UNKN | Conduit | 12 | 1 |  | 0 | 107.6391 | 107.6391 | 0.0010764 | Estuary | 0 | FIXED | 25.86 | PI8404-44 | 0 | 0.24667 | SUBURBS | 0 | 0 | 0 | 1 | Cond | 20 | 32.8084 | 1 | N | 0 |  | CIRC | ROAD | 0.7874 | Full | 0 | Other |  | 0.059055 | 0 | 25 | 0.013 | 0.5 | FIXED | 25.97 | PI8404-89 | 0 | 0 | 0 | 0 | 0 | 0 | 0 | 0 | 0 | 0 | 0 | [11 empty] | 44.594
0 | PI8403-32.1 |  |  | 0 | 0.059055 | 0 | 25 | 0.013 | 0 | 1.781 | 12 | 32.0273 | UNKN | Conduit | 12 | 1 |  | 0 | 107.6391 | 107.6391 | 0.0010764 | Estuary | 0 | FIXED | 25.75 | PI8400-1646 | 0 | 0.24979 | SUBURBS | 0 | 0 | 0 | 1 | Cond | 20 | 32.8084 | 1 | N | 0 |  | CIRC | ROAD | 0.7874 | Full | 0 | Other |  | 0.059055 | 0 | 25 | 0.013 | 0.71 | FIXED | 25.83 | PI8403-32 | 0 | 0 | 0 | 0 | 0 | 0 | 0 | 0 | 0 | 0 | 0 | [11 empty] | 32.0274
0 | PI8403-77.1 |  |  | 0 | 0.059055 | 0 | 25 | 0.013 | 0 | 1.77 | 12 | 44.5869 | UNKN | Conduit | 12 | 1 |  | 0 | 107.6391 | 107.6391 | 0.0010764 | Estuary | 0 | FIXED | 25.83 | PI8403-32 | 0 | 0.24671 | SUBURBS | 0 | 0 | 0 | 1 | Cond | 20 | 32.8084 | 1 | N | 0 |  | CIRC | ROAD | 0.7874 | Full | 0 | Other |  | 0.059055 | 0 | 25 | 0.013 | 0.5 | FIXED | 25.94 | PI8403-77 | 0 | 0 | 0 | 0 | 0 | 0 | 0 | 0 | 0 | 0 | 0 | [11 empty] | 44.587
0 | PI150108-35.1 |  |  | 0 | 0.059055 | 0 | 25 | 0.013 | 0 | 1.7956 | 12 | 35.4499 | UNKN | Conduit | 12 | 1 |  | 0 | 107.6391 | 107.6391 | 0.0010764 | Estuary | 0 | FIXED | 37.39 | PI150101-1367 | 0 | 0.25388 | SUBURBS | 0 | 0 | 0 | 1 | Cond | 20 | 32.8084 | 1 | N | 0 |  | CIRC | ROAD | 0.7874 | Full | 0 | Other |  | 0.059055 | 0 | 25 | 0.013 | 0.75 | FIXED | 37.48 | PI150108-35 | 0 | 0 | 0 | 0 | 0 | 0 | 0 | 0 | 0 | 0 | 0 | [11 empty] | 35.4504
0 | PI150106-46.1 |  |  | 0 | 0.059055 | 0 | 25 | 0.013 | 0 | 1.8122 | 12 | 46.4013 | UNKN | Conduit | 12 | 1 |  | 0 | 107.6391 | 107.6391 | 0.0010764 | Estuary | 0 | FIXED | 37.39 | PI150101-1367 | 0 | 0.25861 | SUBURBS | 0 | 0 | 0 | 1 | Cond | 20 | 32.8084 | 1 | N | 0 |  | CIRC | ROAD | 0.7874 | Full | 0 | Other |  | 0.059055 | 0 | 25 | 0.013 | 0.17 | FIXED | 37.51 | PI150106-46 | 0 | 0 | 0 | 0 | 0 | 0 | 0 | 0 | 0 | 0 | 0 | [11 empty] | 46.401
0 | PI150107-33.1 |  |  | 0 | 0.059055 | 0 | 25 | 0.013 | 0 | 1.7509 | 12 | 33.1399 | UNKN | Conduit | 12 | 1 |  | 0 | 107.6391 | 107.6391 | 0.0010764 | Estuary | 0 | FIXED | 37.39 | PI150101-1367 | 0 | 0.2414 | SUBURBS | 0 | 0 | 0 | 1 | Cond | 20 | 32.8084 | 1 | N | 0 |  | CIRC | ROAD | 0.7874 | Full | 0 | Other |  | 0.059055 | 0 | 25 | 0.013 | 0.75 | FIXED | 37.47 | PI150107-33 | 0 | 0 | 0 | 0 | 0 | 0 | 0 | 0 | 0 | 0 | 0 | [11 empty] | 33.1392
0 | PI781903-11.1 |  |  | 0 | 0.059055 | 0 | 25 | 0.013 | 0 | 2.3474 | 12 | 10.7888 | UNKN | Conduit | 12 | 1 |  | 0 | 107.6391 | 107.6391 | 0.0010764 | Estuary | 0 | FIXED | 54.9532 | PI7819-2049 | 0 | 0.43393 | SUBURBS | 0 | 0 | 0 | 1 | Cond | 20 | 32.8084 | 1 | N | 0 |  | CIRC | ROAD | 0.7874 | Full | 0 | Other |  | 0.059055 | 0 | 25 | 0.013 | 0.5 | FIXED | 55 | PI781903-11 | 0 | 0 | 0 | 0 | 0 | 0 | 0 | 0 | 0 | 0 | 0 | [11 empty] | 10.7885
0 | PI781902-64.1 |  |  | 0 | 0.059055 | 0 | 25 | 0.013 | 0 | 5.138 | 12 | 40.8882 | UNKN | Conduit | 12 | 1 |  | 0 | 107.6391 | 107.6391 | 0.0010764 | Estuary | 0 | FIXED | 52 | PI7819-1621 | 0 | 2.0788 | SUBURBS | 0 | 0 | 0 | 1 | Cond | 20 | 32.8084 | 1 | N | 0 |  | CIRC | ROAD | 0.7874 | Full | 0 | Other |  | 0.059055 | 0 | 25 | 0.013 | 0.17 | FIXED | 52.85 | PI781902-64 | 0 | 0 | 0 | 0 | 0 | 0 | 0 | 0 | 0 | 0 | 0 | [11 empty] | 40.8876
0 | PI8407-32.1 |  |  | 0 | 0.059055 | 0 | 25 | 0.013 | 0 | 1.7802 | 12 | 32.0559 | UNKN | Conduit | 12 | 1 |  | 0 | 107.6391 | 107.6391 | 0.0010764 | Estuary | 0 | FIXED | 27.15 | PI8400-2136 | 0 | 0.24956 | SUBURBS | 0 | 0 | 0 | 1 | Cond | 20 | 32.8084 | 1 | N | 0 |  | CIRC | ROAD | 0.7874 | Full | 0 | Other |  | 0.059055 | 0 | 25 | 0.013 | 0.5 | FIXED | 27.23 | PI8407-32 | 0 | 0 | 0 | 0 | 0 | 0 | 0 | 0 | 0 | 0 | 0 | [11 empty] | 32.056
0 | PI8408-44.1 |  |  | 0 | 0.059055 | 0 | 25 | 0.013 | 0 | 1.7784 | 12 | 44.1656 | UNKN | Conduit | 12 | 1 |  | 0 | 107.6391 | 107.6391 | 0.0010764 | Estuary | 0 | FIXED | 27.15 | PI8400-2136 | 0 | 0.24906 | SUBURBS | 0 | 0 | 0 | 1 | Cond | 20 | 32.8084 | 1 | N | 0 |  | CIRC | ROAD | 0.7874 | Full | 0 | Other |  | 0.059055 | 0 | 25 | 0.013 | 0.71 | FIXED | 27.26 | PI8408-44 | 0 | 0 | 0 | 0 | 0 | 0 | 0 | 0 | 0 | 0 | 0 | [11 empty] | 44.1657
0 | PI8408-88.1 |  |  | 0 | 0.059055 | 0 | 25 | 0.013 | 0 | 1.7779 | 12 | 44.1898 | UNKN | Conduit | 12 | 1 |  | 0 | 107.6391 | 107.6391 | 0.0010764 | Estuary | 0 | FIXED | 27.26 | PI8408-44 | 0 | 0.24893 | SUBURBS | 0 | 0 | 0 | 1 | Cond | 20 | 32.8084 | 1 | N | 0 |  | CIRC | ROAD | 0.7874 | Full | 0 | Other |  | 0.059055 | 0 | 25 | 0.013 | 0.5 | FIXED | 27.37 | PI8408-88 | 0 | 0 | 0 | 0 | 0 | 0 | 0 | 0 | 0 | 0 | 0 | [11 empty] | 44.1903
0 | PI8405-77.1 |  |  | 0 | 0.059055 | 0 | 25 | 0.013 | 0 | 1.77 | 12 | 44.5872 | UNKN | Conduit | 12 | 1 |  | 0 | 107.6391 | 107.6391 | 0.0010764 | Estuary | 0 | FIXED | 26.53 | PI8405-32 | 0 | 0.24671 | SUBURBS | 0 | 0 | 0 | 1 | Cond | 20 | 32.8084 | 1 | N | 0 |  | CIRC | ROAD | 0.7874 | Full | 0 | Other |  | 0.059055 | 0 | 25 | 0.013 | 0.5 | FIXED | 26.64 | PI8405-77 | 0 | 0 | 0 | 0 | 0 | 0 | 0 | 0 | 0 | 0 | 0 | [11 empty] | 44.587
0 | PI8406-44.1 |  |  | 0 | 0.059055 | 0 | 25 | 0.013 | 0 | 1.7815 | 12 | 44.0137 | UNKN | Conduit | 12 | 1 |  | 0 | 107.6391 | 107.6391 | 0.0010764 | Estuary | 0 | FIXED | 26.45 | PI8400-1891 | 0 | 0.24992 | SUBURBS | 0 | 0 | 0 | 1 | Cond | 20 | 32.8084 | 1 | N | 0 |  | CIRC | ROAD | 0.7874 | Full | 0 | Other |  | 0.059055 | 0 | 25 | 0.013 | 0.72 | FIXED | 26.56 | PI8406-44 | 0 | 0 | 0 | 0 | 0 | 0 | 0 | 0 | 0 | 0 | 0 | [11 empty] | 44.0129
0 | PI8406-89.1 |  |  | 0 | 0.059055 | 0 | 25 | 0.013 | 0 | 1.77 | 12 | 44.5895 | UNKN | Conduit | 12 | 1 |  | 0 | 107.6391 | 107.6391 | 0.0010764 | Estuary | 0 | FIXED | 26.56 | PI8406-44 | 0 | 0.24669 | SUBURBS | 0 | 0 | 0 | 1 | Cond | 20 | 32.8084 | 1 | N | 0 |  | CIRC | ROAD | 0.7874 | Full | 0 | Other |  | 0.059055 | 0 | 25 | 0.013 | 0.5 | FIXED | 26.67 | PI8406-89 | 0 | 0 | 0 | 0 | 0 | 0 | 0 | 0 | 0 | 0 | 0 | [11 empty] | 44.59
0 | PI8410-218.1 |  |  | 0 | 0.059055 | 0 | 25 | 0.013 | 0 | 1.7737 | 12 | 217.9657 | UNKN | Conduit | 12 | 1 |  | 0 | 107.6391 | 107.6391 | 0.0010764 | Estuary | 0 | FIXED | 30.44 | PI8400-3163 | 0 | 0.24775 | SUBURBS | 0 | 0 | 0 | 1 | Cond | 20 | 32.8084 | 1 | N | 0 |  | CIRC | ROAD | 0.7874 | Full | 0 | Other |  | 0.059055 | 0 | 25 | 0.013 | 0.17 | FIXED | 30.98 | PI8410-218 | 0 | 0 | 0 | 0 | 0 | 0 | 0 | 0 | 0 | 0 | 0 | [11 empty] | 217.9652
0 | PI7800-11578.1 |  |  | 0 | 0.059055 | 0 | 25 | 0.013 | 0 | 1.8993 | 12 | 204.8392 | UNKN | Conduit | 12 | 1 |  | 0 | 107.6391 | 107.6391 | 0.0010764 | Estuary | 0 | FIXED | 51.0769 | PI7800-11374 | 0 | 0.28408 | SUBURBS | 0 | 0 | 0 | 1 | Cond | 20 | 32.8084 | 1 | N | 0 |  | CIRC | ROAD | 0.7874 | Full | 0 | Other |  | 0.059055 | 0 | 25 | 0.013 | 0.61 | FIXED | 51.6588 | PI7800-11578 | 0 | 0 | 0 | 0 | 0 | 0 | 0 | 0 | 0 | 0 | 0 | [11 empty] | 204.8381
0 | PI150101-2216.1 |  |  | 0 | 0.059055 | 0 | 25 | 0.013 | 0 | 0.60127 | 12 | 272.0993 | UNKN | Conduit | 12 | 1 |  | 0 | 107.6391 | 107.6391 | 0.0010764 | Estuary | 0 | FIXED | 38.83 | PI150101-1944 | 0 | 0.028469 | SUBURBS | 0 | 0 | 0 | 1 | Cond | 20 | 32.8084 | 1 | N | 0 |  | CIRC | ROAD | 0.7874 | Full | 0 | Other |  | 0.059055 | 0 | 25 | 0.013 | 0.17 | FIXED | 38.9075 | PI150101-2216 | 0 | 0 | 0 | 0 | 0 | 0 | 0 | 0 | 0 | 0 | 0 | [11 empty] | 272.0985
0 | PI8600-920.1 |  |  | 0 | 0.059055 | 0 | 25 | 0.013 | 0 | 1.7817 | 12 | 460.0341 | UNKN | Conduit | 12 | 1 |  | 0 | 107.6391 | 107.6391 | 0.0010764 | Estuary | 0 | FIXED | 30.64 | PI8600-460 | 0 | 0.24998 | SUBURBS | 0 | 0 | 0 | 1 | Cond | 20 | 32.8084 | 1 | N | 0 |  | CIRC | ROAD | 0.7874 | Full | 0 | Other |  | 0.059055 | 0 | 25 | 0.013 | 0.37 | FIXED | 31.79 | PI8600-920 | 0 | 0 | 0 | 0 | 0 | 0 | 0 | 0 | 0 | 0 | 0 | [11 empty] | 460.0329
0 | PI7800-11982.1 |  |  | 0 | 0.059055 | 0 | 25 | 0.013 | 0 | 1.8993 | 12 | 403.4139 | UNKN | Conduit | 12 | 1 |  | 0 | 107.6391 | 107.6391 | 0.0010764 | Estuary | 0 | FIXED | 51.6588 | PI7800-11578 | 0 | 0.28408 | SUBURBS | 0 | 0 | 0 | 1 | Cond | 20 | 32.8084 | 1 | N | 0 |  | CIRC | ROAD | 0.7874 | Full | 0 | Other |  | 0.059055 | 0 | 25 | 0.013 | 0.17 | FIXED | 52.8048 | PI7800-11982 | 0 | 0 | 0 | 0 | 0 | 0 | 0 | 0 | 0 | 0 | 0 | [11 empty] | 403.4135
0 | PI5500-2761.1 |  |  | 0 | 0.059055 | 0 | 25 | 0.013 | 0 | 1.74 | 12 | 37.7473 | UNKN | Conduit | 12 | 1 |  | 0 | 107.6391 | 107.6391 | 0.0010764 | Estuary | 0 | FIXED | 93.81 | PI5500-2723 | 0 | 0.23843 | SUBURBS | 0 | 0 | 0 | 1 | Cond | 20 | 32.8084 | 1 | N | 0 |  | CIRC | ROAD | 0.7874 | Full | 0 | Other |  | 0.059055 | 0 | 25 | 0.013 | 0.17 | FIXED | 93.9 | PI5500-2761 | 0 | 0 | 0 | 0 | 0 | 0 | 0 | 0 | 0 | 0 | 0 | [11 empty] | 37.7474
0 | PI9005-1790.1 |  |  | 0 | 0.059055 | 0 | 25 | 0.013 | 0 | 1.7769 | 12 | 112.6155 | UNKN | Conduit | 12 | 1 |  | 0 | 107.6391 | 107.6391 | 0.0010764 | Estuary | 0 | FIXED | 63.62 | PI9005-1677 | 0 | 0.24863 | SUBURBS | 0 | 0 | 0 | 1 | Cond | 20 | 32.8084 | 1 | N | 0 |  | CIRC | ROAD | 0.7874 | Full | 0 | Other |  | 0.059055 | 0 | 25 | 0.013 | 0.17 | FIXED | 63.9 | PI9005-1790 | 0 | 0 | 0 | 0 | 0 | 0 | 0 | 0 | 0 | 0 | 0 | [11 empty] | 112.6149
0 | PI9005-1935.1 |  |  | 0 | 0.059055 | 0 | 25 | 0.013 | 0 | 1.7754 | 12 | 145.0298 | UNKN | Conduit | 12 | 1 |  | 0 | 107.6391 | 107.6391 | 0.0010764 | Estuary | 0 | FIXED | 63.9 | PI9005-1790 | 0 | 0.24822 | SUBURBS | 0 | 0 | 0 | 1 | Cond | 20 | 32.8084 | 1 | N | 0 |  | CIRC | ROAD | 0.7874 | Full | 0 | Other |  | 0.059055 | 0 | 25 | 0.013 | 0.24 | FIXED | 64.26 | PI9005-1935 | 0 | 0 | 0 | 0 | 0 | 0 | 0 | 0 | 0 | 0 | 0 | [11 empty] | 145.03
0 | PI9005-732.1 |  |  | 0 | 0.059055 | 0 | 25 | 0.013 | 0 | 0 | 18 | 140.2698 | UNKN | Conduit | 18 | 1 |  | 0 | 107.6391 | 107.6391 | 0.0010764 | Estuary | 0 | FIXED | 62.9 | PI9005-592 | 0 | 0 | SUBURBS | 0 | 0 | 0 | 1 | Cond | 20 | 32.8084 | 1 | N | 0 |  | CIRC | ROAD | 0.7874 | Full | 0 | Other |  | 0.059055 | 0 | 25 | 0.013 | 0.19 | FIXED | 62.9 | PI9005-732 | 0 | 0 | 0 | 0 | 0 | 0 | 0 | 0 | 0 | 0 | 0 | [11 empty] | 140.2694
0 | PI900502-277.1 |  |  | 0 | 0.059055 | 0 | 25 | 0.013 | 0 | 3.8225 | 12 | 277.2409 | UNKN | Conduit | 12 | 1 |  | 0 | 107.6391 | 107.6391 | 0.0010764 | Estuary | 0 | FIXED | 60.9 | PI9005-769 | 0 | 1.1506 | SUBURBS | 0 | 0 | 0 | 1 | Cond | 20 | 32.8084 | 1 | N | 0 |  | CIRC | ROAD | 0.7874 | Full | 0 | Other |  | 0.059055 | 0 | 25 | 0.013 | 0.17 | FIXED | 64.09 | PI900502-277 | 0 | 0 | 0 | 0 | 0 | 0 | 0 | 0 | 0 | 0 | 0 | [11 empty] | 277.2406
0 | PI9005-769.1 |  |  | 0 | 0.059055 | 0 | 25 | 0.013 | 0 | -8.2629 | 12 | 37.1993 | UNKN | Conduit | 12 | 1 |  | 0 | 107.6391 | 107.6391 | 0.0010764 | Estuary | 0 | FIXED | 62.9 | PI9005-732 | 0 | -5.3764 | SUBURBS | 0 | 0 | 0 | 1 | Cond | 20 | 32.8084 | 1 | N | 0 |  | CIRC | ROAD | 0.7874 | Full | 0 | Other |  | 0.059055 | 0 | 25 | 0.013 | 0.17 | FIXED | 60.9 | PI9005-769 | 0 | 0 | 0 | 0 | 0 | 0 | 0 | 0 | 0 | 0 | 0 | [11 empty] | 37.1992
0 | PI3803-200.1 |  |  | 0 | 0.059055 | 0 | 25 | 0.013 | 0 | 1.7818 | 12 | 199.9878 | UNKN | Conduit | 12 | 1 |  | 0 | 107.6391 | 107.6391 | 0.0010764 | Estuary | 0 | FIXED | 62.15 | PI3800-1729 | 0 | 0.25002 | SUBURBS | 0 | 0 | 0 | 1 | Cond | 20 | 32.8084 | 1 | N | 0 |  | CIRC | ROAD | 0.7874 | Full | 0 | Other |  | 0.059055 | 0 | 25 | 0.013 | 0.5 | FIXED | 62.65 | PI3803-200 | 0 | 0 | 0 | 0 | 0 | 0 | 0 | 0 | 0 | 0 | 0 | [11 empty] | 199.9875
0 | PI4600-935.1 |  |  | 0 | 0.059055 | 0 | 25 | 0.013 | 0 | 3.2779 | 12 | 148.4701 | UNKN | Conduit | 12 | 1 |  | 0 | 107.6391 | 107.6391 | 0.0010764 | Estuary | 0 | FIXED | 82.7438 | PI4600-786 | 0 | 0.84608 | SUBURBS | 0 | 0 | 0 | 1 | Cond | 20 | 32.8084 | 1 | N | 0 |  | CIRC | ROAD | 0.7874 | Full | 0 | Other |  | 0.059055 | 0 | 25 | 0.013 | 0.5 | FIXED | 84 | PI4600-935 | 0 | 0 | 0 | 0 | 0 | 0 | 0 | 0 | 0 | 0 | 0 | [11 empty] | 148.4695
0 | PI3810-449.1 |  |  | 0 | 0.059055 | 0 | 25 | 0.013 | 0 | 1.8035 | 12 | 35.1368 | UNKN | Conduit | 12 | 1 |  | 0 | 107.6391 | 107.6391 | 0.0010764 | Estuary | 0 | FIXED | 69.59 | PI381001-108 | 0 | 0.25614 | SUBURBS | 0 | 0 | 0 | 1 | Cond | 20 | 32.8084 | 1 | N | 0 |  | CIRC | ROAD | 0.7874 | Full | 0 | Other |  | 0.059055 | 0 | 25 | 0.013 | 0.45 | FIXED | 69.68 | PI3810-449 | 0 | 0 | 0 | 0 | 0 | 0 | 0 | 0 | 0 | 0 | 0 | [11 empty] | 35.1449
0 | PI381002-153.1 |  |  | 0 | 0.059055 | 0 | 25 | 0.013 | 0 | 1.2894 | 12 | 152.7754 | UNKN | Conduit | 12 | 1 |  | 0 | 107.6391 | 107.6391 | 0.0010764 | Estuary | 0 | FIXED | 71.69 | PI3810-420 | 0 | 0.13091 | SUBURBS | 0 | 0 | 0 | 1 | Cond | 20 | 32.8084 | 1 | N | 0 |  | CIRC | ROAD | 0.7874 | Full | 0 | Other |  | 0.059055 | 0 | 25 | 0.013 | 0.5 | FIXED | 71.89 | PI381002-153 | 0 | 0 | 0 | 0 | 0 | 0 | 0 | 0 | 0 | 0 | 0 | [11 empty] | 152.7334
0 | PI3810-449.2 |  |  | 0 | 0.059055 | 0 | 25 | 0.013 | 0 | 1.7554 | 12 | 28.8493 | UNKN | Conduit | 12 | 1 |  | 0 | 107.6391 | 107.6391 | 0.0010764 | Estuary | 0 | FIXED | 71.69 | PI3810-420 | 0 | 0.24264 | SUBURBS | 0 | 0 | 0 | 2 | Cond | 20 | 32.8084 | 1 | N | 0 |  | CIRC | ROAD | 0.7874 | Full | 0 | Other |  | 0.059055 | 0 | 25 | 0.013 | 0.83 | FIXED | 71.76 | PI3810-449 | 0 | 0 | 0 | 0 | 0 | 0 | 0 | 0 | 0 | 0 | 0 | [11 empty] | 28.8491
0 | PI3810-624.1 |  |  | 0 | 0.059055 | 0 | 25 | 0.013 | 0 | 1.7554 | 12 | 175.5325 | UNKN | Conduit | 12 | 1 |  | 0 | 107.6391 | 107.6391 | 0.0010764 | Estuary | 0 | FIXED | 72.8341 | PI3810-449 | 0 | 0.24264 | SUBURBS | 0 | 0 | 0 | 1 | Cond | 20 | 32.8084 | 1 | N | 0 |  | CIRC | ROAD | 0.7874 | Full | 0 | Other |  | 0.059055 | 0 | 25 | 0.013 | 0.5 | FIXED | 73.26 | PI3810-624 | 0 | 0 | 0 | 0 | 0 | 0 | 0 | 0 | 0 | 0 | 0 | [11 empty] | 175.5173
0 | PI3810-694.1 |  |  | 0 | 0.059055 | 0 | 25 | 0.013 | 0 | 1.7601 | 12 | 69.6853 | UNKN | Conduit | 12 | 1 |  | 0 | 107.6391 | 107.6391 | 0.0010764 | Estuary | 0 | FIXED | 73.26 | PI3810-624 | 0 | 0.24395 | SUBURBS | 0 | 0 | 0 | 1 | Cond | 20 | 32.8084 | 1 | N | 0 |  | CIRC | ROAD | 0.7874 | Full | 0 | Other |  | 0.059055 | 0 | 25 | 0.013 | 0.17 | FIXED | 73.43 | PI3810-694 | 0 | 0 | 0 | 0 | 0 | 0 | 0 | 0 | 0 | 0 | 0 | [11 empty] | 69.6764
0 | PI3810-867.1 |  |  | 0 | 0.059055 | 0 | 25 | 0.013 | 0 | -1.7549 | 12 | 173.1764 | UNKN | Conduit | 12 | 1 |  | 0 | 107.6391 | 107.6391 | 0.0010764 | Estuary | 0 | FIXED | 73.43 | PI3810-694 | 0 | -0.24253 | SUBURBS | 0 | 0 | 0 | 1 | Cond | 20 | 32.8084 | 1 | N | 0 |  | CIRC | ROAD | 0.7874 | Full | 0 | Other |  | 0.059055 | 0 | 25 | 0.013 | 0.17 | FIXED | 73.01 | PI3810-867 | 0 | 0 | 0 | 0 | 0 | 0 | 0 | 0 | 0 | 0 | 0 | [11 empty] | 173.1757
0 | PI3810-1170.1 |  |  | 0 | 0.059055 | 0 | 25 | 0.013 | 0 | 1.7636 | 12 | 53.0763 | UNKN | Conduit | 12 | 1 |  | 0 | 107.6391 | 107.6391 | 0.0010764 | Estuary | 1 | FIXED | 73.63 | PI3810-1117 | 0 | 0.24493 | SUBURBS | 0 | 0 | 0 | 1 | Cond | 20 | 32.8084 | 1 | N | 0 |  | CIRC | ROAD | 0.7874 | Full | 0 | Other |  | 0.059055 | 0 | 25 | 0.013 | 0.17 | FIXED | 73.76 | PI3810-1170 | 0 | 0 | 0 | 0 | 0 | 0 | 0 | 0 | 0 | 0 | 0 | [11 empty] | 53.0762
0 | PI430101-592.1 |  |  | 0 | 0.059055 | 0 | 25 | 0.013 | 0 | 2.3405 | 12 | 424.2405 | UNKN | Conduit | 12 | 1 |  | 0 | 107.6391 | 107.6391 | 0.0010764 | Estuary | 0 | FIXED | 75.39 | PI430101-167 | 0 | 0.43136 | SUBURBS | 0 | 0 | 0 | 1 | Cond | 20 | 32.8084 | 1 | N | 0 |  | CIRC | ROAD | 0.7874 | Full | 0 | Other |  | 0.059055 | 0 | 25 | 0.013 | 0.5 | FIXED | 77.22 | PI430101-592 | 0 | 0 | 0 | 0 | 0 | 0 | 0 | 0 | 0 | 0 | 0 | [11 empty] | 424.2233
0 | PI4301-285.1 |  |  | 0 | 0.059055 | 0 | 25 | 0.013 | 0 | 1.137 | 12 | 284.8869 | UNKN | Conduit | 12 | 1 |  | 0 | 107.6391 | 107.6391 | 0.0010764 | Estuary | 0 | FIXED | 75.3 | PI4300-1650 | 0 | 0.10179 | SUBURBS | 0 | 0 | 0 | 1 | Cond | 20 | 32.8084 | 1 | N | 0 |  | CIRC | ROAD | 0.7874 | Full | 0 | Other |  | 0.059055 | 0 | 25 | 0.013 | 0.83 | FIXED | 75.59 | PI4301-285 | 0 | 0 | 0 | 0 | 0 | 0 | 0 | 0 | 0 | 0 | 0 | [11 empty] | 284.886
0 | PI430102-43.1 |  |  | 0 | 0.059055 | 0 | 25 | 0.013 | 0 | 1.7935 | 12 | 43.4248 | UNKN | Conduit | 12 | 1 |  | 0 | 107.6391 | 107.6391 | 0.0010764 | Estuary | 0 | FIXED | 76.5 | PI4301-650 | 0 | 0.25331 | SUBURBS | 0 | 0 | 0 | 1 | Cond | 20 | 32.8084 | 1 | N | 0 |  | CIRC | ROAD | 0.7874 | Full | 0 | Other |  | 0.059055 | 0 | 25 | 0.013 | 0.17 | FIXED | 76.61 | PI430102-43 | 0 | 0 | 0 | 0 | 0 | 0 | 0 | 0 | 0 | 0 | 0 | [11 empty] | 43.425
0 | PI3810-1117.1 |  |  | 0 | 0.059055 | 0 | 25 | 0.013 | 0 | 1.7747 | 12 | 249.9755 | UNKN | Conduit | 12 | 1 |  | 0 | 107.6391 | 107.6391 | 0.0010764 | Estuary | 0 | FIXED | 73.01 | PI3810-867 | 0 | 0.24802 | SUBURBS | 0 | 0 | 0 | 1 | Cond | 20 | 32.8084 | 1 | N | 0 |  | CIRC | ROAD | 0.7874 | Full | 0 | Other |  | 0.059055 | 0 | 25 | 0.013 | 0.17 | FIXED | 73.63 | PI3810-1117 | 0 | 0 | 0 | 0 | 0 | 0 | 0 | 0 | 0 | 0 | 0 | [11 empty] | 249.9754
0 | PI3808-282.1 |  |  | 0 | 0.059055 | 0 | 25 | 0.013 | 0 | 1.7755 | 12 | 281.978 | UNKN | Conduit | 12 | 1 |  | 0 | 107.6391 | 107.6391 | 0.0010764 | Estuary | 0 | FIXED | 66.46 | PI3800-4332 | 0 | 0.24825 | SUBURBS | 0 | 0 | 0 | 1 | Cond | 20 | 32.8084 | 1 | N | 0 |  | CIRC | ROAD | 0.7874 | Full | 0 | Other |  | 0.059055 | 0 | 25 | 0.013 | 0.5 | FIXED | 67.16 | PI3808-282 | 0 | 0 | 0 | 0 | 0 | 0 | 0 | 0 | 0 | 0 | 0 | [11 empty] | 281.9775
0 | PI3809-558.1 |  |  | 0 | 0.059055 | 0 | 25 | 0.013 | 0 | 2.0112 | 12 | 276.2652 | UNKN | Conduit | 12 | 1 |  | 0 | 107.6391 | 107.6391 | 0.0010764 | Estuary | 0 | FIXED | 70.87 | PI3809-282 | 0 | 0.31853 | SUBURBS | 0 | 0 | 0 | 1 | Cond | 20 | 32.8084 | 1 | N | 0 |  | CIRC | ROAD | 0.7874 | Full | 0 | Other |  | 0.059055 | 0 | 25 | 0.013 | 0.5 | FIXED | 71.75 | PI3809-558 | 0 | 0 | 0 | 0 | 0 | 0 | 0 | 0 | 0 | 0 | 0 | [11 empty] | 276.2649
0 | PI900501-44.1 |  |  | 0 | 0.059055 | 0 | 25 | 0.013 | 0 | 1.7787 | 12 | 44.1514 | UNKN | Conduit | 12 | 1 |  | 0 | 107.6391 | 107.6391 | 0.0010764 | Estuary | 0 | FIXED | 62.9 | PI9005-732 | 0 | 0.24914 | SUBURBS | 0 | 0 | 0 | 1 | Cond | 20 | 32.8084 | 1 | N | 0 |  | CIRC | ROAD | 0.7874 | Full | 0 | Other |  | 0.059055 | 0 | 25 | 0.013 | 0.25 | FIXED | 63.01 | PI900501-44 | 0 | 0 | 0 | 0 | 0 | 0 | 0 | 0 | 0 | 0 | 0 | [11 empty] | 44.1508
0 | PI900502-694.1 |  |  | 0 | 0.059055 | 0 | 25 | 0.013 | 0 | 1.967 | 12 | 416.8513 | UNKN | Conduit | 12 | 1 |  | 0 | 107.6391 | 107.6391 | 0.0010764 | Estuary | 0 | FIXED | 64.09 | PI900502-277 | 0 | 0.30466 | SUBURBS | 0 | 0 | 0 | 1 | Cond | 20 | 32.8084 | 1 | N | 0 |  | CIRC | ROAD | 0.7874 | Full | 0 | Other |  | 0.059055 | 0 | 25 | 0.013 | 0.75 | FIXED | 65.36 | PI900502-694 | 0 | 0 | 0 | 0 | 0 | 0 | 0 | 0 | 0 | 0 | 0 | [11 empty] | 416.8504
0 | PI0809-1484.1 |  |  | 0 | 0.059055 | 0 | 25 | 0.013 | 0 | 2.8616 | 12 | 52.7248 | UNKN | Conduit | 12 | 1 |  | 0 | 107.6391 | 107.6391 | 0.0010764 | Estuary | 0 | FIXED | 24.32 | PI0809-1431 | 0 | 0.64486 | SUBURBS | 0 | 0 | 0 | 1 | Cond | 20 | 32.8084 | 1 | N | 0 |  | CIRC | ROAD | 0.7874 | Full | 0 | Other |  | 0.059055 | 0 | 25 | 0.013 | 0.26 | FIXED | 24.66 | PI0809-1484 | 0 | 0 | 0 | 0 | 0 | 0 | 0 | 0 | 0 | 0 | 0 | [11 empty] | 52.7238
0 | PI080901-765.1 |  |  | 0 | 0.059055 | 0 | 25 | 0.013 | 0 | 15.4188 | 12 | 27.1349 | UNKN | Conduit | 12 | 1 |  | 0 | 107.6391 | 107.6391 | 0.0010764 | Estuary | 0 | FIXED | 24.61 | PI080901-738 | 0 | 18.7213 | SUBURBS | 0 | 0 | 0 | 1 | Cond | 20 | 32.8084 | 1 | N | 0 |  | CIRC | ROAD | 0.7874 | Full | 0 | Other |  | 0.059055 | 0 | 25 | 0.013 | 0.25 | FIXED | 29.69 | PI080901-765 | 0 | 0 | 0 | 0 | 0 | 0 | 0 | 0 | 0 | 0 | 0 | [11 empty] | 27.1346
0 | PI380201-410.1 |  |  | 0 | 0.059055 | 0 | 25 | 0.013 | 0 | 1.9509 | 12 | 410.3817 | UNKN | Conduit | 12 | 1 |  | 0 | 107.6391 | 107.6391 | 0.0010764 | Estuary | 0 | FIXED | 63.72 | PI3802-514 | 0 | 0.29972 | SUBURBS | 0 | 0 | 0 | 1 | Cond | 20 | 32.8084 | 1 | N | 0 |  | CIRC | ROAD | 0.7874 | Full | 0 | Other |  | 0.059055 | 0 | 25 | 0.013 | 0.5 | FIXED | 64.95 | PI380201-410 | 0 | 0 | 0 | 0 | 0 | 0 | 0 | 0 | 0 | 0 | 0 | [11 empty] | 410.2357
0 | PI4001-49.1 |  |  | 0 | 0.059055 | 0 | 25 | 0.013 | 0 | 1.7621 | 12 | 49.077 | UNKN | Conduit | 12 | 1 |  | 0 | 107.6391 | 107.6391 | 0.0010764 | Estuary | 0 | FIXED | 64.89 | PI4000-643 | 0 | 0.24451 | SUBURBS | 0 | 0 | 0 | 1 | Cond | 20 | 32.8084 | 1 | N | 0 |  | CIRC | ROAD | 0.7874 | Full | 0 | Other |  | 0.059055 | 0 | 25 | 0.013 | 0.5 | FIXED | 65.01 | PI4001-49 | 0 | 0 | 0 | 0 | 0 | 0 | 0 | 0 | 0 | 0 | 0 | [11 empty] | 49.0777
0 | PI960301-397.1 |  |  | 0 | 0.059055 | 0 | 25 | 0.013 | 0 | 1.7788 | 12 | 397.3213 | UNKN | Conduit | 12 | 1 |  | 0 | 107.6391 | 107.6391 | 0.0010764 | Estuary | 0 | FIXED | 91.16 | PI9603-866 | 0 | 0.24917 | SUBURBS | 0 | 0 | 0 | 1 | Cond | 20 | 32.8084 | 1 | N | 0 |  | CIRC | ROAD | 0.7874 | Full | 0 | Other |  | 0.059055 | 0 | 25 | 0.013 | 0.5 | FIXED | 92.15 | PI960301-397 | 0 | 0 | 0 | 0 | 0 | 0 | 0 | 0 | 0 | 0 | 0 | [11 empty] | 397.3198
0 | PI960302-501.1 |  |  | 0 | 0.059055 | 0 | 25 | 0.013 | 0 | 1.434 | 12 | 679.2811 | UNKN | Conduit | 12 | 1 |  | 0 | 107.6391 | 107.6391 | 0.0010764 | Estuary | 0 | FIXED | 91.16 | PI9603-866 | 0 | 0.16194 | SUBURBS | 0 | 0 | 0 | 1 | Cond | 20 | 32.8084 | 1 | N | 0 |  | CIRC | ROAD | 0.7874 | Full | 0 | Other |  | 0.059055 | 0 | 25 | 0.013 | 0.5 | FIXED | 92.26 | PI960302-501 | 0 | 0 | 0 | 0 | 0 | 0 | 0 | 0 | 0 | 0 | 0 | [11 empty] | 501.2688
0 | PI9600-5267.1 |  |  | 0 | 0.059055 | 0 | 25 | 0.013 | 0 | 1.8015 | 12 | 90.0002 | UNKN | Conduit | 12 | 1 |  | 0 | 107.6391 | 107.6391 | 0.0010764 | Estuary | 0 | FIXED | 99.51 | PI9600-5177 | 0 | 0.25556 | SUBURBS | 0 | 0 | 0 | 1 | Cond | 20 | 32.8084 | 1 | N | 0 |  | CIRC | ROAD | 0.7874 | Full | 0 | Other |  | 0.059055 | 0 | 25 | 0.013 | 0.17 | FIXED | 99.74 | PI9600-5267 | 0 | 0 | 0 | 0 | 0 | 0 | 0 | 0 | 0 | 0 | 0 | [11 empty] | 89.9997
0 | PI9600-5177.1 |  |  | 0 | 0.059055 | 0 | 25 | 0.013 | 0 | 2.8517 | 12 | 221.735 | UNKN | Conduit | 12 | 1 |  | 0 | 107.6391 | 107.6391 | 0.0010764 | Estuary | 0 | FIXED | 98.09 | PI9600-4955 | 0 | 0.6404 | SUBURBS | 0 | 0 | 0 | 1 | Cond | 20 | 32.8084 | 1 | N | 0 |  | CIRC | ROAD | 0.7874 | Full | 0 | Other |  | 0.059055 | 0 | 25 | 0.013 | 0.75 | FIXED | 99.51 | PI9600-5177 | 0 | 0 | 0 | 0 | 0 | 0 | 0 | 0 | 0 | 0 | 0 | [11 empty] | 221.7345
0 | PI9600-4738.1 |  |  | 0 | 0.059055 | 0 | 25 | 0.013 | 0 | 4.2592 | 12 | 23.8012 | UNKN | Conduit | 12 | 1 |  | 0 | 107.6391 | 107.6391 | 0.0010764 | Estuary | 0 | FIXED | 96.39 | PI9600-4714 | 0 | 1.4285 | SUBURBS | 0 | 0 | 0 | 1 | Cond | 20 | 32.8084 | 1 | N | 0 |  | CIRC | ROAD | 0.7874 | Full | 0 | Other |  | 0.059055 | 0 | 25 | 0.013 | 0.17 | FIXED | 96.73 | PI9600-4738 | 0 | 0 | 0 | 0 | 0 | 0 | 0 | 0 | 0 | 0 | 0 | [11 empty] | 23.8017
0 | PI9600-4955.1 |  |  | 0 | 0.059055 | 0 | 25 | 0.013 | 0 | 2.8199 | 12 | 217.1824 | UNKN | Conduit | 12 | 1 |  | 0 | 107.6391 | 107.6391 | 0.0010764 | Estuary | 0 | FIXED | 96.73 | PI9600-4738 | 0 | 0.6262 | SUBURBS | 0 | 0 | 0 | 1 | Cond | 20 | 32.8084 | 1 | N | 0 |  | CIRC | ROAD | 0.7874 | Full | 0 | Other |  | 0.059055 | 0 | 25 | 0.013 | 0.17 | FIXED | 98.09 | PI9600-4955 | 0 | 0 | 0 | 0 | 0 | 0 | 0 | 0 | 0 | 0 | 0 | [11 empty] | 217.1814
0 | PI9600-4714.1 |  |  | 0 | 0.059055 | 0 | 25 | 0.013 | 0 | 2.4109 | 12 | 305.8612 | UNKN | Conduit | 12 | 1 |  | 0 | 107.6391 | 107.6391 | 0.0010764 | Estuary | 0 | FIXED | 94.99 | PI9600-4475 | 0 | 0.45772 | SUBURBS | 0 | 0 | 0 | 1 | Cond | 20 | 32.8084 | 1 | N | 0 |  | CIRC | ROAD | 0.7874 | Full | 0 | Other |  | 0.059055 | 0 | 25 | 0.013 | 0.75 | FIXED | 96.39 | PI9600-4714 | 0 | 0 | 0 | 0 | 0 | 0 | 0 | 0 | 0 | 0 | 0 | [11 empty] | 239.2157
0 | PI9605-148.1 |  |  | 0 | 0.059055 | 0 | 25 | 0.013 | 0 | 1.7816 | 12 | 148.0334 | UNKN | Conduit | 12 | 1 |  | 0 | 107.6391 | 107.6391 | 0.0010764 | Estuary | 0 | FIXED | 88.47 | PI9600-3614 | 0 | 0.24994 | SUBURBS | 0 | 0 | 0 | 1 | Cond | 20 | 32.8084 | 1 | N | 0 |  | CIRC | ROAD | 0.7874 | Full | 0 | Other |  | 0.059055 | 0 | 25 | 0.013 | 0.5 | FIXED | 88.84 | PI9605-148 | 0 | 0 | 0 | 0 | 0 | 0 | 0 | 0 | 0 | 0 | 0 | [11 empty] | 148.0339
0 | PI9604-247.1 |  |  | 0 | 0.059055 | 0 | 25 | 0.013 | 0 | 3.7052 | 12 | 246.9826 | UNKN | Conduit | 12 | 1 |  | 0 | 107.6391 | 107.6391 | 0.0010764 | Estuary | 0 | FIXED | 84.52 | PI9600-3082 | 0 | 1.081 | SUBURBS | 0 | 0 | 0 | 1 | Cond | 20 | 32.8084 | 1 | N | 0 |  | CIRC | ROAD | 0.7874 | Full | 0 | Other |  | 0.059055 | 0 | 25 | 0.013 | 0.17 | FIXED | 87.19 | PI9604-247 | 0 | 0 | 0 | 0 | 0 | 0 | 0 | 0 | 0 | 0 | 0 | [11 empty] | 246.9824
0 | PI9602-323.1 |  |  | 0 | 0.059055 | 0 | 25 | 0.013 | 0 | 3.7383 | 12 | 322.5804 | UNKN | Conduit | 12 | 1 |  | 0 | 107.6391 | 107.6391 | 0.0010764 | Estuary | 0 | FIXED | 83.64 | PI9600-2331 | 0 | 1.1005 | SUBURBS | 0 | 0 | 0 | 1 | Cond | 20 | 32.8084 | 1 | N | 0 |  | CIRC | ROAD | 0.7874 | Full | 0 | Other |  | 0.059055 | 0 | 25 | 0.013 | 0.5 | FIXED | 87.19 | PI9602-323 | 0 | 0 | 0 | 0 | 0 | 0 | 0 | 0 | 0 | 0 | 0 | [11 empty] | 322.5799
0 | PI5400-2640.1 |  |  | 0 | 0.059055 | 0 | 25 | 0.013 | 0 | 220.2436 | 42 | 38.821 | UNKN | Conduit | 42 | 1 |  | 0 | 107.6391 | 107.6391 | 0.0010764 | Estuary | 0 | FIXED | 100.76 | PI5400-2601 | 0 | 4.7912 | SUBURBS | 0 | 0 | 0 | 1 | Cond | 20 | 32.8084 | 1 | N | 0 |  | CIRC | ROAD | 0.7874 | Full | 0 | Other |  | 0.059055 | 0 | 25 | 0.013 | 0.21 | FIXED | 102.62 | PI5400-2640 | 0 | 0 | 0 | 0 | 0 | 0 | 0 | 0 | 0 | 0 | 0 | [11 empty] | 38.8209
0 | PI1100-3133.1 |  |  | 0 | 0.059055 | 0 | 25 | 0.013 | 0 | 2.4768 | 12 | 103.5049 | UNKN | Conduit | 12 | 1 |  | 0 | 107.6391 | 107.6391 | 0.0010764 | Estuary | 0 | FIXED | 31.5 | PI1100-3029 | 0 | 0.48307 | SUBURBS | 0 | 0 | 0 | 1 | Cond | 20 | 32.8084 | 1 | N | 0 |  | CIRC | ROAD | 0.7874 | Full | 0 | Other |  | 0.059055 | 0 | 25 | 0.013 | 0.5 | FIXED | 32 | PI1100-3133 | 0 | 0 | 0 | 0 | 0 | 0 | 0 | 0 | 0 | 0 | 0 | [11 empty] | 103.5047
0 | PI1503-3739.1 |  |  | 0 | 0.059055 | 0 | 25 | 0.013 | 0 | 1.7808 | 12 | 224.2506 | UNKN | Conduit | 12 | 1 |  | 0 | 107.6391 | 107.6391 | 0.0010764 | Estuary | 0 | FIXED | 55.9 | PI1503-3514 | 0 | 0.24972 | SUBURBS | 0 | 0 | 0 | 1 | Cond | 20 | 32.8084 | 1 | N | 0 |  | CIRC | ROAD | 0.7874 | Full | 0 | Other |  | 0.059055 | 0 | 25 | 0.013 | 0.96 | FIXED | 56.46 | PI1503-3739 | 0 | 0 | 0 | 0 | 0 | 0 | 0 | 0 | 0 | 0 | 0 | [11 empty] | 224.2501
0 | PI660501-641.1 |  |  | 0 | 0.059055 | 0 | 25 | 0.013 | 0 | 1.7959 | 12 | 63 | UNKN | Conduit | 12 | 1 |  | 0 | 107.6391 | 107.6391 | 0.0010764 | Estuary | 0 | FIXED | 14.16 | PI660501-578 | 0 | 0.25397 | SUBURBS | 0 | 0 | 0 | 1 | Cond | 20 | 32.8084 | 1 | N | 0 |  | CIRC | ROAD | 0.7874 | Full | 0 | Other |  | 0.059055 | 0 | 25 | 0.013 | 0.78 | FIXED | 14.32 | PI660501-641 | 0 | 0 | 0 | 0 | 0 | 0 | 0 | 0 | 0 | 0 | 0 | [11 empty] | 63.0004
0 | PI660502-302.1 |  |  | 0 | 0.059055 | 0 | 25 | 0.013 | 0 | 1.7769 | 12 | 301.6637 | UNKN | Conduit | 12 | 1 |  | 0 | 107.6391 | 107.6391 | 0.0010764 | Estuary | 0 | FIXED | 13.26 | PI6605-771 | 0 | 0.24862 | SUBURBS | 0 | 0 | 0 | 1 | Cond | 20 | 32.8084 | 1 | N | 0 |  | CIRC | ROAD | 0.7874 | Full | 0 | Other |  | 0.059055 | 0 | 25 | 0.013 | 0.5 | FIXED | 14.01 | PI660502-302 | 0 | 0 | 0 | 0 | 0 | 0 | 0 | 0 | 0 | 0 | 0 | [11 empty] | 301.6202
0 | PI1103-1143.1 |  |  | 0 | 0.059055 | 0 | 25 | 0.013 | 0 | 1.7786 | 12 | 44.1594 | UNKN | Conduit | 12 | 1 |  | 0 | 107.6391 | 107.6391 | 0.0010764 | Estuary | 0 | FIXED | 25.27 | PI1103-1099 | 0 | 0.2491 | SUBURBS | 0 | 0 | 0 | 1 | Cond | 20 | 32.8084 | 1 | N | 0 |  | CIRC | ROAD | 0.7874 | Full | 0 | Other |  | 0.059055 | 0 | 25 | 0.013 | 0.5 | FIXED | 25.38 | PI1103-1143 | 0 | 0 | 0 | 0 | 0 | 0 | 0 | 0 | 0 | 0 | 0 | [11 empty] | 44.159
0 | PI150109-26.1 |  |  | 0 | 0.059055 | 0 | 25 | 0.013 | 0 | 3.8357 | 12 | 25.8942 | UNKN | Conduit | 12 | 1 |  | 0 | 107.6391 | 107.6391 | 0.0010764 | Estuary | 0 | FIXED | 34.5 | PI150101-372 | 0 | 1.1586 | SUBURBS | 0 | 0 | 0 | 1 | Cond | 20 | 32.8084 | 1 | N | 0 |  | CIRC | ROAD | 0.7874 | Full | 0 | Other |  | 0.059055 | 0 | 25 | 0.013 | 0.5 | FIXED | 34.8 | PI150109-26 | 0 | 0 | 0 | 0 | 0 | 0 | 0 | 0 | 0 | 0 | 0 | [11 empty] | 25.8945
0 | PI150111-26.1 |  |  | 0 | 0.059055 | 0 | 25 | 0.013 | 0 | 2.1947 | 12 | 26.3633 | UNKN | Conduit | 12 | 1 |  | 0 | 107.6391 | 107.6391 | 0.0010764 | Estuary | 0 | FIXED | 34.7 | PI150101-372 | 0 | 0.37932 | SUBURBS | 0 | 0 | 0 | 1 | Cond | 20 | 32.8084 | 1 | N | 0 |  | CIRC | ROAD | 0.7874 | Full | 0 | Other |  | 0.059055 | 0 | 25 | 0.013 | 0.17 | FIXED | 34.8 | PI150111-26 | 0 | 0 | 0 | 0 | 0 | 0 | 0 | 0 | 0 | 0 | 0 | [11 empty] | 26.3631
0 | PI150112-28.1 |  |  | 0 | 0.059055 | 0 | 25 | 0.013 | 0 | 2.6963 | 12 | 28.2983 | UNKN | Conduit | 12 | 1 |  | 0 | 107.6391 | 107.6391 | 0.0010764 | Estuary | 0 | FIXED | 36.838 | PI1501-1687 | 0 | 0.57247 | SUBURBS | 0 | 0 | 0 | 1 | Cond | 20 | 32.8084 | 1 | N | 0 |  | CIRC | ROAD | 0.7874 | Full | 0 | Other |  | 0.059055 | 0 | 25 | 0.013 | 0.5 | FIXED | 37 | PI150112-28 | 0 | 0 | 0 | 0 | 0 | 0 | 0 | 0 | 0 | 0 | 0 | [11 empty] | 28.2988
0 | PI110302-123.1 |  |  | 0 | 0.059055 | 0 | 25 | 0.013 | 0 | 1.786 | 12 | 123.4141 | UNKN | Conduit | 12 | 1 |  | 0 | 107.6391 | 107.6391 | 0.0010764 | Estuary | 0 | FIXED | 25.09 | PI1103-1025 | 0 | 0.25119 | SUBURBS | 0 | 0 | 0 | 1 | Cond | 20 | 32.8084 | 1 | N | 0 |  | CIRC | ROAD | 0.7874 | Full | 0 | Other |  | 0.059055 | 0 | 25 | 0.013 | 0.75 | FIXED | 25.4 | PI110302-123 | 0 | 0 | 0 | 0 | 0 | 0 | 0 | 0 | 0 | 0 | 0 | [11 empty] | 123.414
0 | PI1503-3514.1 |  |  | 0 | 0.059055 | 0 | 25 | 0.013 | 0 | -1.3018 | 12 | 187.3208 | UNKN | Conduit | 12 | 1 |  | 0 | 107.6391 | 107.6391 | 0.0010764 | Estuary | 0 | FIXED | 56.15 | PI1503-3327 | 0 | -0.13346 | SUBURBS | 0 | 0 | 0 | 1 | Cond | 20 | 32.8084 | 1 | N | 0 |  | CIRC | ROAD | 0.7874 | Full | 0 | Other |  | 0.059055 | 0 | 25 | 0.013 | 0.77 | FIXED | 55.9 | PI1503-3514 | 0 | 0 | 0 | 0 | 0 | 0 | 0 | 0 | 0 | 0 | 0 | [11 empty] | 187.2812
0 | PI1503-3801.1 |  |  | 0 | 0.059055 | 0 | 25 | 0.013 | 0 | 1.7967 | 12 | 62.9448 | UNKN | Conduit | 12 | 1 |  | 0 | 107.6391 | 107.6391 | 0.0010764 | Estuary | 0 | FIXED | 56.46 | PI1503-3739 | 0 | 0.25419 | SUBURBS | 0 | 0 | 0 | 1 | Cond | 20 | 32.8084 | 1 | N | 0 |  | CIRC | ROAD | 0.7874 | Full | 0 | Other |  | 0.059055 | 0 | 25 | 0.013 | 0.52 | FIXED | 56.62 | PI1503-3801 | 0 | 0 | 0 | 0 | 0 | 0 | 0 | 0 | 0 | 0 | 0 | [11 empty] | 62.9446
0 | PI3801-391.1 |  |  | 0 | 0.059055 | 0 | 25 | 0.013 | 0 | 2.983 | 12 | 391.0414 | UNKN | Conduit | 12 | 1 |  | 0 | 107.6391 | 107.6391 | 0.0010764 | Estuary | 0 | FIXED | 60 | PI3800-795 | 0 | 0.70069 | SUBURBS | 0 | 0 | 0 | 1 | Cond | 20 | 32.8084 | 1 | N | 0 |  | CIRC | ROAD | 0.7874 | Full | 0 | Other |  | 0.059055 | 0 | 25 | 0.013 | 0.5 | FIXED | 62.74 | PI3801-391 | 0 | 0 | 0 | 0 | 0 | 0 | 0 | 0 | 0 | 0 | 0 | [11 empty] | 391.0408
0 | PI8300-659.1 |  |  | 0 | 0.059055 | 0 | 25 | 0.013 | 0 | 0.50976 | 12 | 284.3617 | UNKN | Conduit | 12 | 1 |  | 0 | 107.6391 | 107.6391 | 0.0010764 | Estuary | 0 | FIXED | 29.9418 | PI820101-35 | 0 | 0.020463 | SUBURBS | 0 | 0 | 0 | 1 | Cond | 20 | 32.8084 | 1 | N | 0 |  | CIRC | ROAD | 0.7874 | Full | 0 | Other |  | 0.059055 | 0 | 25 | 0.013 | 0.5 | FIXED | 30 | PI8300-659 | 0 | 0 | 0 | 0 | 0 | 0 | 0 | 0 | 0 | 0 | 0 | [11 empty] | 284.3616
0 | PI8702-589.1 |  |  | 0 | 0.059055 | 0 | 25 | 0.013 | 0 | 1.7652 | 12 | 89.6578 | UNKN | Conduit | 12 | 1 |  | 0 | 107.6391 | 107.6391 | 0.0010764 | Estuary | 0 | FIXED | 23.81 | PI8702-500 | 0 | 0.24538 | SUBURBS | 0 | 0 | 0 | 1 | Cond | 20 | 32.8084 | 1 | N | 0 |  | CIRC | ROAD | 0.7874 | Full | 0 | Other |  | 0.059055 | 0 | 25 | 0.013 | 0.5 | FIXED | 24.03 | PI8702-589 | 0 | 0 | 0 | 0 | 0 | 0 | 0 | 0 | 0 | 0 | 0 | [11 empty] | 89.6584
0 | PI6801-1036.1 |  |  | 0 | 0.059055 | 0 | 25 | 0.013 | 0 | 1.0892 | 12 | 42.8127 | UNKN | Conduit | 12 | 1 |  | 0 | 107.6391 | 107.6391 | 0.0010764 | Estuary | 0 | FIXED | 14.08 | PI6801-994 | 0 | 0.09343 | SUBURBS | 0 | 0 | 0 | 1 | Cond | 20 | 32.8084 | 1 | N | 0 |  | CIRC | ROAD | 0.7874 | Full | 0 | Other |  | 0.059055 | 0 | 25 | 0.013 | 0.72 | FIXED | 14.12 | PI6801-1036 | 0 | 0 | 0 | 0 | 0 | 0 | 0 | 0 | 0 | 0 | 0 | [11 empty] | 42.813
0 | PI680101-76.1 |  |  | 0 | 0.059055 | 0 | 25 | 0.013 | 0 | 7.3278 | 12 | 76.152 | UNKN | Conduit | 12 | 1 |  | 0 | 107.6391 | 107.6391 | 0.0010764 | Estuary | 0 | FIXED | 13.8 | PI6801-762 | 0 | 4.2284 | SUBURBS | 0 | 0 | 0 | 1 | Cond | 20 | 32.8084 | 1 | N | 0 |  | CIRC | ROAD | 0.7874 | Full | 0 | Other |  | 0.059055 | 0 | 25 | 0.013 | 0.5 | FIXED | 17.02 | PI680101-76 | 0 | 0 | 0 | 0 | 0 | 0 | 0 | 0 | 0 | 0 | 0 | [11 empty] | 76.1523
0 | PI6801-838.1 |  |  | 0 | 0.059055 | 0 | 25 | 0.013 | 0 | 1.78 | 12 | 76.1515 | UNKN | Conduit | 12 | 1 |  | 0 | 107.6391 | 107.6391 | 0.0010764 | Estuary | 0 | FIXED | 13.8 | PI6801-762 | 0 | 0.2495 | SUBURBS | 0 | 0 | 0 | 1 | Cond | 20 | 32.8084 | 1 | N | 0 |  | CIRC | ROAD | 0.7874 | Full | 0 | Other |  | 0.059055 | 0 | 25 | 0.013 | 0.38 | FIXED | 13.99 | PI6801-838 | 0 | 0 | 0 | 0 | 0 | 0 | 0 | 0 | 0 | 0 | 0 | [11 empty] | 76.1519
0 | PI690407-78.1 |  |  | 0 | 0.059055 | 0 | 25 | 0.013 | 0 | 1.7819 | 12 | 39.9965 | UNKN | Conduit | 12 | 1 |  | 0 | 107.6391 | 107.6391 | 0.0010764 | Estuary | 0 | FIXED | 18.87 | PI690407-38 | 0 | 0.25002 | SUBURBS | 0 | 0 | 0 | 1 | Cond | 20 | 32.8084 | 1 | N | 0 |  | CIRC | ROAD | 0.7874 | Full | 0 | Other |  | 0.059055 | 0 | 25 | 0.013 | 0.49 | FIXED | 18.97 | PI690407-78 | 0 | 0 | 0 | 0 | 0 | 0 | 0 | 0 | 0 | 0 | 0 | [11 empty] | 39.9962
0 | PI690407-38.1 |  |  | 0 | 0.059055 | 0 | 25 | 0.013 | 0 | 1.8248 | 12 | 38.1361 | UNKN | Conduit | 12 | 1 |  | 0 | 107.6391 | 107.6391 | 0.0010764 | Estuary | 0 | FIXED | 18.77 | PI6904-1315 | 0 | 0.26222 | SUBURBS | 0 | 0 | 0 | 1 | Cond | 20 | 32.8084 | 1 | N | 0 |  | CIRC | ROAD | 0.7874 | Full | 0 | Other |  | 0.059055 | 0 | 25 | 0.013 | 0.17 | FIXED | 18.87 | PI690407-38 | 0 | 0 | 0 | 0 | 0 | 0 | 0 | 0 | 0 | 0 | 0 | [11 empty] | 38.1362
0 | PI690408-62.1 |  |  | 0 | 0.059055 | 0 | 25 | 0.013 | 0 | 1.805 | 12 | 62.3657 | UNKN | Conduit | 12 | 1 |  | 0 | 107.6391 | 107.6391 | 0.0010764 | Estuary | 0 | FIXED | 18.77 | PI6904-1315 | 0 | 0.25655 | SUBURBS | 0 | 0 | 0 | 1 | Cond | 20 | 32.8084 | 1 | N | 0 |  | CIRC | ROAD | 0.7874 | Full | 0 | Other |  | 0.059055 | 0 | 25 | 0.013 | 0.5 | FIXED | 18.93 | PI690408-62 | 0 | 0 | 0 | 0 | 0 | 0 | 0 | 0 | 0 | 0 | 0 | [11 empty] | 62.3652
0 | PI690408-102.1 |  |  | 0 | 0.059055 | 0 | 25 | 0.013 | 0 | 1.7819 | 12 | 39.9965 | UNKN | Conduit | 12 | 1 |  | 0 | 107.6391 | 107.6391 | 0.0010764 | Estuary | 0 | FIXED | 18.93 | PI690408-62 | 0 | 0.25002 | SUBURBS | 0 | 0 | 0 | 1 | Cond | 20 | 32.8084 | 1 | N | 0 |  | CIRC | ROAD | 0.7874 | Full | 0 | Other |  | 0.059055 | 0 | 25 | 0.013 | 0.17 | FIXED | 19.03 | PI690408-102 | 0 | 0 | 0 | 0 | 0 | 0 | 0 | 0 | 0 | 0 | 0 | [11 empty] | 39.9958
0 | PI690406-1144.1 |  |  | 0 | 0.059055 | 0 | 25 | 0.013 | 0 | 1.779 | 12 | 100.3124 | UNKN | Conduit | 12 | 1 |  | 0 | 107.6391 | 107.6391 | 0.0010764 | Estuary | 0 | FIXED | 19.53 | PI690406-1044 | 0 | 0.24922 | SUBURBS | 0 | 0 | 0 | 1 | Cond | 20 | 32.8084 | 1 | N | 0 |  | CIRC | ROAD | 0.7874 | Full | 0 | Other |  | 0.059055 | 0 | 25 | 0.013 | 0.26 | FIXED | 19.78 | PI690406-1144 | 0 | 0 | 0 | 0 | 0 | 0 | 0 | 0 | 0 | 0 | 0 | [11 empty] | 100.3115
0 | PI690401-148.1 |  |  | 0 | 0.059055 | 0 | 25 | 0.013 | 0 | -3.5046 | 12 | 147.8527 | UNKN | Conduit | 12 | 1 |  | 0 | 107.6391 | 107.6391 | 0.0010764 | Estuary | 0 | FIXED | 16.03 | PI6904-284 | 0 | -0.96718 | SUBURBS | 0 | 0 | 0 | 1 | Cond | 20 | 32.8084 | 1 | N | 0 |  | CIRC | ROAD | 0.7874 | Full | 0 | Other |  | 0.059055 | 0 | 25 | 0.013 | 0.75 | FIXED | 14.6 | PI690401-148 | 0 | 0 | 0 | 0 | 0 | 0 | 0 | 0 | 0 | 0 | 0 | [11 empty] | 147.8521
0 | PI690405-31.1 |  |  | 0 | 0.059055 | 0 | 25 | 0.013 | 0 | 1.8104 | 12 | 30.9977 | UNKN | Conduit | 12 | 1 |  | 0 | 107.6391 | 107.6391 | 0.0010764 | Estuary | 0 | FIXED | 17.43 | PI690403-396 | 0 | 0.25808 | SUBURBS | 0 | 0 | 0 | 1 | Cond | 20 | 32.8084 | 1 | N | 0 |  | CIRC | ROAD | 0.7874 | Full | 0 | Other |  | 0.059055 | 0 | 25 | 0.013 | 0.5 | FIXED | 17.51 | PI690405-31 | 0 | 0 | 0 | 0 | 0 | 0 | 0 | 0 | 0 | 0 | 0 | [11 empty] | 30.998
0 | PI6904-1696.1 |  |  | 0 | 0.059055 | 0 | 25 | 0.013 | 0 | 1.978 | 12 | 197.9883 | UNKN | Conduit | 12 | 1 |  | 0 | 107.6391 | 107.6391 | 0.0010764 | Estuary | 0 | FIXED | 19.41 | PI6904-1498 | 0 | 0.3081 | SUBURBS | 0 | 0 | 0 | 1 | Cond | 20 | 32.8084 | 1 | N | 0 |  | CIRC | ROAD | 0.7874 | Full | 0 | Other |  | 0.059055 | 0 | 25 | 0.013 | 0.5 | FIXED | 20.02 | PI6904-1696 | 0 | 0 | 0 | 0 | 0 | 0 | 0 | 0 | 0 | 0 | 0 | [11 empty] | 197.9877
0 | PI6904-2047.1 |  |  | 0 | 0.059055 | 0 | 25 | 0.013 | 0 | 1.7818 | 12 | 35.9978 | UNKN | Conduit | 12 | 1 |  | 0 | 107.6391 | 107.6391 | 0.0010764 | Estuary | 0 | FIXED | 21.24 | PI6904-2012 | 0 | 0.25002 | SUBURBS | 0 | 0 | 0 | 1 | Cond | 20 | 32.8084 | 1 | N | 0 |  | CIRC | ROAD | 0.7874 | Full | 0 | Other |  | 0.059055 | 0 | 25 | 0.013 | 0.17 | FIXED | 21.33 | PI6904-2047 | 0 | 0 | 0 | 0 | 0 | 0 | 0 | 0 | 0 | 0 | 0 | [11 empty] | 35.9982
0 | PI6904-1952.1 |  |  | 0 | 0.059055 | 0 | 25 | 0.013 | 0 | 2.3039 | 12 | 255.98 | UNKN | Conduit | 12 | 1 |  | 0 | 107.6391 | 107.6391 | 0.0010764 | Estuary | 0 | FIXED | 20.02 | PI6904-1696 | 0 | 0.418 | SUBURBS | 0 | 0 | 0 | 1 | Cond | 20 | 32.8084 | 1 | N | 0 |  | CIRC | ROAD | 0.7874 | Full | 0 | Other |  | 0.059055 | 0 | 25 | 0.013 | 0.5 | FIXED | 21.09 | PI6904-1952 | 0 | 0 | 0 | 0 | 0 | 0 | 0 | 0 | 0 | 0 | 0 | [11 empty] | 255.9791
0 | PI8507-95.1 |  |  | 0 | 0.059055 | 0 | 25 | 0.013 | 0 | 4.819 | 12 | 94.9842 | UNKN | Conduit | 12 | 1 |  | 0 | 107.6391 | 107.6391 | 0.0010764 | Estuary | 0 | FIXED | 26.9817 | PI8500-1232 | 0 | 1.8287 | SUBURBS | 0 | 0 | 0 | 1 | Cond | 20 | 32.8084 | 1 | N | 0 |  | CIRC | ROAD | 0.7874 | Full | 0 | Other |  | 0.059055 | 0 | 25 | 0.013 | 0.71 | FIXED | 28.7187 | PI8507-95 | 0 | 0 | 0 | 0 | 0 | 0 | 0 | 0 | 0 | 0 | 0 | [11 empty] | 94.9842
0 | PI8507-110.1 |  |  | 0 | 0.059055 | 0 | 25 | 0.013 | 0 | 4.819 | 12 | 15.3835 | UNKN | Conduit | 12 | 1 |  | 0 | 107.6391 | 107.6391 | 0.0010764 | Estuary | 0 | FIXED | 28.7187 | PI8507-95 | 0 | 1.8287 | SUBURBS | 0 | 0 | 0 | 1 | Cond | 20 | 32.8084 | 1 | N | 0 |  | CIRC | ROAD | 0.7874 | Full | 0 | Other |  | 0.059055 | 0 | 25 | 0.013 | 0.5 | FIXED | 29 | PI8507-110 | 0 | 0 | 0 | 0 | 0 | 0 | 0 | 0 | 0 | 0 | 0 | [11 empty] | 15.3828
0 | PI820101-35.1 |  |  | 0 | 0.059055 | 0 | 25 | 0.013 | 0 | 0.50976 | 12 | 35.0036 | UNKN | Conduit | 12 | 1 |  | 0 | 107.6391 | 107.6391 | 0.0010764 | Estuary | 0 | FIXED | 25.841 | PI8201-299 | 0 | 0.020463 | SUBURBS | 0 | 0 | 0 | 1 | Cond | 20 | 32.8084 | 1 | N | 0 |  | CIRC | ROAD | 0.7874 | Full | 0 | Other |  | 0.059055 | 0 | 25 | 0.013 | 0.17 | FIXED | 25.8482 | PI820101-35 | 0 | 0 | 0 | 0 | 0 | 0 | 0 | 0 | 0 | 0 | 0 | [11 empty] | 35.0031
0 | PI7803-678.1 |  |  | 0 | 0.059055 | 0 | 25 | 0.013 | 0 | 1.3769 | 12 | 30.9977 | UNKN | Conduit | 12 | 1 |  | 0 | 107.6391 | 107.6391 | 0.0010764 | Estuary | 0 | FIXED | 26.7037 | PI8200-1250 | 0 | 0.14929 | SUBURBS | 0 | 0 | 0 | 1 | Cond | 20 | 32.8084 | 1 | N | 0 |  | CIRC | ROAD | 0.7874 | Full | 0 | Other |  | 0.059055 | 0 | 25 | 0.013 | 0.75 | FIXED | 26.75 | PI7803-678 | 0 | 0 | 0 | 0 | 0 | 0 | 0 | 0 | 0 | 0 | 0 | [11 empty] | 30.9977
0 | PI7702-47.1 |  |  | 0 | 0.059055 | 0 | 25 | 0.013 | 0 | 5.0446 | 12 | 46.7557 | UNKN | Conduit | 12 | 1 |  | 0 | 107.6391 | 107.6391 | 0.0010764 | Estuary | 0 | FIXED | 33.063 | PI7700-3575 | 0 | 2.004 | SUBURBS | 0 | 0 | 0 | 1 | Cond | 20 | 32.8084 | 1 | N | 0 |  | CIRC | ROAD | 0.7874 | Full | 0 | Other |  | 0.059055 | 0 | 25 | 0.013 | 0.5 | FIXED | 34 | PI7702-47 | 0 | 0 | 0 | 0 | 0 | 0 | 0 | 0 | 0 | 0 | 0 | [11 empty] | 46.7555
0 | PI790101-354.1 |  |  | 0 | 0.059055 | 0 | 25 | 0.013 | 0 | 5.887 | 12 | 51.6658 | UNKN | Conduit | 12 | 1 |  | 0 | 107.6391 | 107.6391 | 0.0010764 | Estuary | 0 | FIXED | 41.59 | PI790101-302 | 0 | 2.7291 | SUBURBS | 0 | 0 | 0 | 1 | Cond | 20 | 32.8084 | 1 | N | 0 |  | CIRC | ROAD | 0.7874 | Full | 0 | Other |  | 0.059055 | 0 | 25 | 0.013 | 0.31 | FIXED | 43 | PI790101-354 | 0 | 0 | 0 | 0 | 0 | 0 | 0 | 0 | 0 | 0 | 0 | [11 empty] | 51.6652
0 | PI7902-45.1 |  |  | 0 | 0.059055 | 0 | 25 | 0.013 | 0 | 1.7548 | 12 | 45.3615 | UNKN | Conduit | 12 | 1 |  | 0 | 107.6391 | 107.6391 | 0.0010764 | Estuary | 0 | FIXED | 39.68 | PI7809-649 | 0 | 0.2425 | SUBURBS | 0 | 0 | 0 | 1 | Cond | 20 | 32.8084 | 1 | N | 0 |  | CIRC | ROAD | 0.7874 | Full | 0 | Other |  | 0.059055 | 0 | 25 | 0.013 | 0.5 | FIXED | 39.79 | PI7902-45 | 0 | 0 | 0 | 0 | 0 | 0 | 0 | 0 | 0 | 0 | 0 | [11 empty] | 45.3613
0 | PI7903-44.1 |  |  | 0 | 0.059055 | 0 | 25 | 0.013 | 0 | 1.7854 | 12 | 43.823 | UNKN | Conduit | 12 | 1 |  | 0 | 107.6391 | 107.6391 | 0.0010764 | Estuary | 0 | FIXED | 36.86 | PI7900-998 | 0 | 0.25101 | SUBURBS | 0 | 0 | 0 | 1 | Cond | 20 | 32.8084 | 1 | N | 0 |  | CIRC | ROAD | 0.7874 | Full | 0 | Other |  | 0.059055 | 0 | 25 | 0.013 | 0.5 | FIXED | 36.97 | PI7903-44 | 0 | 0 | 0 | 0 | 0 | 0 | 0 | 0 | 0 | 0 | 0 | [11 empty] | 43.8228
0 | PI800102-27.1 |  |  | 0 | 0.059055 | 0 | 25 | 0.013 | 0 | 2.6058 | 12 | 26.6361 | UNKN | Conduit | 12 | 1 |  | 0 | 107.6391 | 107.6391 | 0.0010764 | Estuary | 0 | FIXED | 42.8576 | PI8001-385 | 0 | 0.53473 | SUBURBS | 0 | 0 | 0 | 1 | Cond | 20 | 32.8084 | 1 | N | 0 |  | CIRC | ROAD | 0.7874 | Full | 0 | Other |  | 0.059055 | 0 | 25 | 0.013 | 0.5 | FIXED | 43 | PI800102-27 | 0 | 0 | 0 | 0 | 0 | 0 | 0 | 0 | 0 | 0 | 0 | [11 empty] | 26.6363
0 | PI8005-40.1 |  |  | 0 | 0.059055 | 0 | 25 | 0.013 | 0 | 2.73 | 12 | 39.8326 | UNKN | Conduit | 12 | 1 |  | 0 | 107.6391 | 107.6391 | 0.0010764 | Estuary | 0 | FIXED | 44.7662 | PI8000-2131 | 0 | 0.58689 | SUBURBS | 0 | 0 | 0 | 1 | Cond | 20 | 32.8084 | 1 | N | 0 |  | CIRC | ROAD | 0.7874 | Full | 0 | Other |  | 0.059055 | 0 | 25 | 0.013 | 0.5 | FIXED | 45 | PI8005-40 | 0 | 0 | 0 | 0 | 0 | 0 | 0 | 0 | 0 | 0 | 0 | [11 empty] | 39.8321
0 | PI7708-50.1 |  |  | 0 | 0.059055 | 0 | 25 | 0.013 | 0 | 3.8706 | 12 | 49.7864 | UNKN | Conduit | 12 | 1 |  | 0 | 107.6391 | 107.6391 | 0.0010764 | Estuary | 0 | FIXED | 37.4127 | PI7700-4822 | 0 | 1.1797 | SUBURBS | 0 | 0 | 0 | 1 | Cond | 20 | 32.8084 | 1 | N | 0 |  | CIRC | ROAD | 0.7874 | Full | 0 | Other |  | 0.059055 | 0 | 25 | 0.013 | 0.5 | FIXED | 38 | PI7708-50 | 0 | 0 | 0 | 0 | 0 | 0 | 0 | 0 | 0 | 0 | 0 | [11 empty] | 49.7856
0 | PI8003-29.1 |  |  | 0 | 0.059055 | 0 | 25 | 0.013 | 0 | 2.0959 | 12 | 29.3502 | UNKN | Conduit | 12 | 1 |  | 0 | 107.6391 | 107.6391 | 0.0010764 | Estuary | 0 | FIXED | 42.8985 | PI8000-1885 | 0 | 0.34592 | SUBURBS | 0 | 0 | 0 | 1 | Cond | 20 | 32.8084 | 1 | N | 0 |  | CIRC | ROAD | 0.7874 | Full | 0 | Other |  | 0.059055 | 0 | 25 | 0.013 | 0.5 | FIXED | 43 | PI8003-29 | 0 | 0 | 0 | 0 | 0 | 0 | 0 | 0 | 0 | 0 | 0 | [11 empty] | 29.3493
0 | PI7710-675.1 |  |  | 0 | 0.059055 | 0 | 25 | 0.013 | 0 | 8.65 | 12 | 40.9964 | UNKN | Conduit | 12 | 1 |  | 0 | 107.6391 | 107.6391 | 0.0010764 | Estuary | 0 | FIXED | 40.5845 | PI7710-634 | 0 | 5.892 | SUBURBS | 0 | 0 | 0 | 1 | Cond | 20 | 32.8084 | 1 | N | 0 |  | CIRC | ROAD | 0.7874 | Full | 0 | Other |  | 0.059055 | 0 | 25 | 0.013 | 0.5 | FIXED | 43 | PI7710-675 | 0 | 0 | 0 | 0 | 0 | 0 | 0 | 0 | 0 | 0 | 0 | [11 empty] | 40.9962
0 | PI8510-23.1 |  |  | 0 | 0.059055 | 0 | 25 | 0.013 | 0 | 1.7566 | 12 | 23.3153 | UNKN | Conduit | 12 | 1 |  | 0 | 107.6391 | 107.6391 | 0.0010764 | Estuary | 0 | FIXED | 30.9433 | PI8500-1657 | 0 | 0.24299 | SUBURBS | 0 | 0 | 0 | 1 | Cond | 20 | 32.8084 | 1 | N | 0 |  | CIRC | ROAD | 0.7874 | Full | 0 | Other |  | 0.059055 | 0 | 25 | 0.013 | 0.5 | FIXED | 31 | PI8510-23 | 0 | 0 | 0 | 0 | 0 | 0 | 0 | 0 | 0 | 0 | 0 | [11 empty] | 23.3155
0 | PI8511-32.1 |  |  | 0 | 0.059055 | 0 | 25 | 0.013 | 0 | 1.7566 | 12 | 32.3564 | UNKN | Conduit | 12 | 1 |  | 0 | 107.6391 | 107.6391 | 0.0010764 | Estuary | 0 | FIXED | 29.9214 | PI8500-1657 | 0 | 0.24299 | SUBURBS | 0 | 0 | 0 | 1 | Cond | 20 | 32.8084 | 1 | N | 0 |  | CIRC | ROAD | 0.7874 | Full | 0 | Other |  | 0.059055 | 0 | 25 | 0.013 | 0.5 | FIXED | 30 | PI8511-32 | 0 | 0 | 0 | 0 | 0 | 0 | 0 | 0 | 0 | 0 | 0 | [11 empty] | 32.356
0 | PI8512-17.1 |  |  | 0 | 0.059055 | 0 | 25 | 0.013 | 0 | 3.6855 | 12 | 17.2014 | UNKN | Conduit | 12 | 1 |  | 0 | 107.6391 | 107.6391 | 0.0010764 | Estuary | 0 | FIXED | 32.816 | PI8500-2059 | 0 | 1.0696 | SUBURBS | 0 | 0 | 0 | 1 | Cond | 20 | 32.8084 | 1 | N | 0 |  | CIRC | ROAD | 0.7874 | Full | 0 | Other |  | 0.059055 | 0 | 25 | 0.013 | 0.5 | FIXED | 33 | PI8512-17 | 0 | 0 | 0 | 0 | 0 | 0 | 0 | 0 | 0 | 0 | 0 | [11 empty] | 17.202
0 | PI8500-2059.1 |  |  | 0 | 0.059055 | 0 | 25 | 0.013 | 0 | 3.6855 | 12 | 25.6017 | UNKN | Conduit | 12 | 1 |  | 0 | 107.6391 | 107.6391 | 0.0010764 | Estuary | 0 | FIXED | 32.0486 | PI8500-2034 | 0 | 1.0696 | SUBURBS | 0 | 0 | 0 | 1 | Cond | 20 | 32.8084 | 1 | N | 0 |  | CIRC | ROAD | 0.7874 | Full | 0 | Other |  | 0.059055 | 0 | 25 | 0.013 | 0.17 | FIXED | 32.3224 | PI8500-2059 | 0 | 0 | 0 | 0 | 0 | 0 | 0 | 0 | 0 | 0 | 0 | [11 empty] | 25.601
0 | PI8500-2034.1 |  |  | 0 | 0.059055 | 0 | 25 | 0.013 | 0 | 3.6855 | 12 | 43.5508 | UNKN | Conduit | 12 | 1 |  | 0 | 107.6391 | 107.6391 | 0.0010764 | Estuary | 0 | FIXED | 31.5828 | PI8500-1990 | 0 | 1.0696 | SUBURBS | 0 | 0 | 0 | 1 | Cond | 20 | 32.8084 | 1 | N | 0 |  | CIRC | ROAD | 0.7874 | Full | 0 | Other |  | 0.059055 | 0 | 25 | 0.013 | 0.75 | FIXED | 32.0486 | PI8500-2034 | 0 | 0 | 0 | 0 | 0 | 0 | 0 | 0 | 0 | 0 | 0 | [11 empty] | 43.551
0 | PI8500-1990.1 |  |  | 0 | 0.059055 | 0 | 25 | 0.013 | 0 | 3.6855 | 12 | 27.797 | UNKN | Conduit | 12 | 1 |  | 0 | 107.6391 | 107.6391 | 0.0010764 | Estuary | 0 | FIXED | 31.2855 | PI8500-1963 | 0 | 1.0696 | SUBURBS | 0 | 0 | 0 | 1 | Cond | 20 | 32.8084 | 1 | N | 0 |  | CIRC | ROAD | 0.7874 | Full | 0 | Other |  | 0.059055 | 0 | 25 | 0.013 | 0.61 | FIXED | 31.5828 | PI8500-1990 | 0 | 0 | 0 | 0 | 0 | 0 | 0 | 0 | 0 | 0 | 0 | [11 empty] | 27.7971
0 | PI8508-40.1 |  |  | 0 | 0.059055 | 0 | 25 | 0.013 | 0 | 1.7566 | 12 | 40.0034 | UNKN | Conduit | 12 | 1 |  | 0 | 107.6391 | 107.6391 | 0.0010764 | Estuary | 0 | FIXED | 29.9028 | PI8500-1232 | 0 | 0.24299 | SUBURBS | 0 | 0 | 0 | 1 | Cond | 20 | 32.8084 | 1 | N | 0 |  | CIRC | ROAD | 0.7874 | Full | 0 | Other |  | 0.059055 | 0 | 25 | 0.013 | 0.5 | FIXED | 30 | PI8508-40 | 0 | 0 | 0 | 0 | 0 | 0 | 0 | 0 | 0 | 0 | 0 | [11 empty] | 40.0036
0 | PI8502-281.1 |  |  | 0 | 0.059055 | 0 | 25 | 0.013 | 0 | 3.2091 | 12 | 30.7079 | UNKN | Conduit | 12 | 1 |  | 0 | 107.6391 | 107.6391 | 0.0010764 | Estuary | 0 | FIXED | 27.751 | PI8502-250 | 0 | 0.81094 | SUBURBS | 0 | 0 | 0 | 1 | Cond | 20 | 32.8084 | 1 | N | 0 |  | CIRC | ROAD | 0.7874 | Full | 0 | Other |  | 0.059055 | 0 | 25 | 0.013 | 0.5 | FIXED | 28 | PI8502-281 | 0 | 0 | 0 | 0 | 0 | 0 | 0 | 0 | 0 | 0 | 0 | [11 empty] | 30.707
0 | PI8506-43.1 |  |  | 0 | 0.059055 | 0 | 25 | 0.013 | 0 | 1.7566 | 12 | 42.9881 | UNKN | Conduit | 12 | 1 |  | 0 | 107.6391 | 107.6391 | 0.0010764 | Estuary | 0 | FIXED | 24.8955 | PI8500-972 | 0 | 0.24299 | SUBURBS | 0 | 0 | 0 | 1 | Cond | 20 | 32.8084 | 1 | N | 0 |  | CIRC | ROAD | 0.7874 | Full | 0 | Other |  | 0.059055 | 0 | 25 | 0.013 | 0.5 | FIXED | 25 | PI8506-43 | 0 | 0 | 0 | 0 | 0 | 0 | 0 | 0 | 0 | 0 | 0 | [11 empty] | 42.9877
0 | PI8505-39.1 |  |  | 0 | 0.059055 | 0 | 25 | 0.013 | 0 | 1.7566 | 12 | 39.3535 | UNKN | Conduit | 12 | 1 |  | 0 | 107.6391 | 107.6391 | 0.0010764 | Estuary | 0 | FIXED | 24.9044 | PI8500-972 | 0 | 0.24299 | SUBURBS | 0 | 0 | 0 | 1 | Cond | 20 | 32.8084 | 1 | N | 0 |  | CIRC | ROAD | 0.7874 | Full | 0 | Other |  | 0.059055 | 0 | 25 | 0.013 | 0.5 | FIXED | 25 | PI8505-39 | 0 | 0 | 0 | 0 | 0 | 0 | 0 | 0 | 0 | 0 | 0 | [11 empty] | 39.3533
0 | PI8503-32.1 |  |  | 0 | 0.059055 | 0 | 25 | 0.013 | 0 | 1.7566 | 12 | 32.0458 | UNKN | Conduit | 12 | 1 |  | 0 | 107.6391 | 107.6391 | 0.0010764 | Estuary | 0 | FIXED | 24.9221 | PI8500-972 | 0 | 0.24299 | SUBURBS | 0 | 0 | 0 | 1 | Cond | 20 | 32.8084 | 1 | N | 0 |  | CIRC | ROAD | 0.7874 | Full | 0 | Other |  | 0.059055 | 0 | 25 | 0.013 | 0.5 | FIXED | 25 | PI8503-32 | 0 | 0 | 0 | 0 | 0 | 0 | 0 | 0 | 0 | 0 | 0 | [11 empty] | 32.0462
0 | PI8504-23.1 |  |  | 0 | 0.059055 | 0 | 25 | 0.013 | 0 | 1.7566 | 12 | 23.0695 | UNKN | Conduit | 12 | 1 |  | 0 | 107.6391 | 107.6391 | 0.0010764 | Estuary | 0 | FIXED | 24.9439 | PI8500-972 | 0 | 0.24299 | SUBURBS | 0 | 0 | 0 | 1 | Cond | 20 | 32.8084 | 1 | N | 0 |  | CIRC | ROAD | 0.7874 | Full | 0 | Other |  | 0.059055 | 0 | 25 | 0.013 | 0.5 | FIXED | 25 | PI8504-23 | 0 | 0 | 0 | 0 | 0 | 0 | 0 | 0 | 0 | 0 | 0 | [11 empty] | 23.0695
0 | PI8501-37.1 |  |  | 0 | 0.059055 | 0 | 25 | 0.013 | 0 | 1.7627 | 12 | 36.7843 | UNKN | Conduit | 12 | 1 |  | 0 | 107.6391 | 107.6391 | 0.0010764 | Estuary | 0 | FIXED | 25.12 | PI8500-472 | 0 | 0.24467 | SUBURBS | 0 | 0 | 0 | 1 | Cond | 20 | 32.8084 | 1 | N | 0 |  | CIRC | ROAD | 0.7874 | Full | 0 | Other |  | 0.059055 | 0 | 25 | 0.013 | 0.5 | FIXED | 25.21 | PI8501-37 | 0 | 0 | 0 | 0 | 0 | 0 | 0 | 0 | 0 | 0 | 0 | [11 empty] | 36.7841
0 | PI780402-7.1 |  |  | 0 | 0.059055 | 0 | 25 | 0.013 | 0 | 12.1036 | 12 | 7.4548 | UNKN | Conduit | 12 | 1 |  | 0 | 107.6391 | 107.6391 | 0.0010764 | Estuary | 0 | FIXED | 34.14 | PI7804-1335 | 0 | 11.5362 | SUBURBS | 0 | 0 | 0 | 1 | Cond | 20 | 32.8084 | 1 | N | 0 |  | CIRC | ROAD | 0.7874 | Full | 0 | Other |  | 0.059055 | 0 | 25 | 0.013 | 0.17 | FIXED | 35 | PI780402-7 | 0 | 0 | 0 | 0 | 0 | 0 | 0 | 0 | 0 | 0 | 0 | [11 empty] | 7.4126
0 | PI8008-974.1 |  |  | 0 | 0.059055 | 0 | 25 | 0.013 | 0 | 4.3914 | 12 | 61.98 | UNKN | Conduit | 12 | 1 |  | 0 | 107.6391 | 107.6391 | 0.0010764 | Estuary | 0 | FIXED | 54.0588 | PI8008-912 | 0 | 1.5186 | SUBURBS | 0 | 0 | 0 | 1 | Cond | 20 | 32.8084 | 1 | N | 0 |  | CIRC | ROAD | 0.7874 | Full | 0 | Other |  | 0.059055 | 0 | 25 | 0.013 | 0.5 | FIXED | 55 | PI8008-974 | 0 | 0 | 0 | 0 | 0 | 0 | 0 | 0 | 0 | 0 | 0 | [11 empty] | 61.98
0 | PI8008-912.1 |  |  | 0 | 0.059055 | 0 | 25 | 0.013 | 0 | 4.3914 | 12 | 22.5672 | UNKN | Conduit | 12 | 1 |  | 0 | 107.6391 | 107.6391 | 0.0010764 | Estuary | 0 | FIXED | 53.7161 | PI8008-889 | 0 | 1.5186 | SUBURBS | 0 | 0 | 0 | 1 | Cond | 20 | 32.8084 | 1 | N | 0 |  | CIRC | ROAD | 0.7874 | Full | 0 | Other |  | 0.059055 | 0 | 25 | 0.013 | 0.19 | FIXED | 54.0588 | PI8008-912 | 0 | 0 | 0 | 0 | 0 | 0 | 0 | 0 | 0 | 0 | 0 | [11 empty] | 22.5677
0 | PI801101-48.1 |  |  | 0 | 0.059055 | 0 | 25 | 0.013 | 0 | 2.4425 | 12 | 48.0417 | UNKN | Conduit | 12 | 1 |  | 0 | 107.6391 | 107.6391 | 0.0010764 | Estuary | 0 | FIXED | 61.7743 | PI8011-339 | 0 | 0.46978 | SUBURBS | 0 | 0 | 0 | 1 | Cond | 20 | 32.8084 | 1 | N | 0 |  | CIRC | ROAD | 0.7874 | Full | 0 | Other |  | 0.059055 | 0 | 25 | 0.013 | 0.5 | FIXED | 62 | PI801101-48 | 0 | 0 | 0 | 0 | 0 | 0 | 0 | 0 | 0 | 0 | 0 | [11 empty] | 48.0417
0 | PI900502-762.1 |  |  | 0 | 0.059055 | 0 | 25 | 0.013 | 0 | 1.7595 | 12 | 65.6287 | UNKN | Conduit | 12 | 1 |  | 0 | 107.6391 | 107.6391 | 0.0010764 | Estuary | 0 | FIXED | 65.36 | PI900502-694 | 0 | 0.2438 | SUBURBS | 0 | 0 | 0 | 1 | Cond | 20 | 32.8084 | 1 | N | 0 |  | CIRC | ROAD | 0.7874 | Full | 0 | Other |  | 0.059055 | 0 | 25 | 0.013 | 0.19 | FIXED | 65.52 | PI900502-762 | 0 | 0 | 0 | 0 | 0 | 0 | 0 | 0 | 0 | 0 | 0 | [11 empty] | 68.1306
0 | PI9002-771.1 |  |  | 0 | 0.059055 | 0 | 25 | 0.013 | 0 | 3.0117 | 12 | 40.2623 | UNKN | Conduit | 12 | 1 |  | 0 | 107.6391 | 107.6391 | 0.0010764 | Estuary | 0 | FIXED | 53.7124 | PI9002-731 | 0 | 0.71428 | SUBURBS | 0 | 0 | 0 | 1 | Cond | 20 | 32.8084 | 1 | N | 0 |  | CIRC | ROAD | 0.7874 | Full | 0 | Other |  | 0.059055 | 0 | 25 | 0.013 | 0.5 | FIXED | 54 | PI9002-771 | 0 | 0 | 0 | 0 | 0 | 0 | 0 | 0 | 0 | 0 | 0 | [11 empty] | 40.2623
0 | PI9003-11.1 |  |  | 0 | 0.059055 | 0 | 25 | 0.013 | 0 | 1.8718 | 12 | 10.8732 | UNKN | Conduit | 12 | 1 |  | 0 | 107.6391 | 107.6391 | 0.0010764 | Estuary | 0 | FIXED | 53.23 | PI9000-4521 | 0 | 0.27591 | SUBURBS | 0 | 0 | 0 | 1 | Cond | 20 | 32.8084 | 1 | N | 0 |  | CIRC | ROAD | 0.7874 | Full | 0 | Other |  | 0.059055 | 0 | 25 | 0.013 | 0.5 | FIXED | 53.26 | PI9003-11 | 0 | 0 | 0 | 0 | 0 | 0 | 0 | 0 | 0 | 0 | 0 | [11 empty] | 10.8736
0 | PI7803-1524.1 |  |  | 0 | 0.059055 | 0 | 25 | 0.013 | 0 | 1.6875 | 12 | 845.759 | UNKN | Conduit | 12 | 1 |  | 0 | 107.6391 | 107.6391 | 0.0010764 | Estuary | 0 | FIXED | 29.207 | PI7803-1248 | 0 | 0.22423 | SUBURBS | 0 | 0 | 0 | 1 | Cond | 20 | 32.8084 | 1 | N | 0 |  | CIRC | ROAD | 0.7874 | Full | 0 | Other |  | 0.059055 | 0 | 25 | 0.013 | 0.17 | FIXED | 31.1035 | PI7803-1524 | 0 | 0 | 0 | 0 | 0 | 0 | 0 | 0 | 0 | 0 | 0 | [11 empty] | 276.4611
0 | PI7804-1288.1 |  |  | 0 | 0.059055 | 0 | 25 | 0.013 | 0 | 2.3234 | 12 | 534.6154 | UNKN | Conduit | 12 | 1 |  | 0 | 107.6391 | 107.6391 | 0.0010764 | Estuary | 0 | FIXED | 31.6684 | PI7804-754 | 0 | 0.42509 | SUBURBS | 0 | 0 | 0 | 1 | Cond | 20 | 32.8084 | 1 | N | 0 |  | CIRC | ROAD | 0.7874 | Full | 0 | Other |  | 0.059055 | 0 | 25 | 0.013 | 0.5 | FIXED | 33.941 | PI7804-1288 | 0 | 0 | 0 | 0 | 0 | 0 | 0 | 0 | 0 | 0 | 0 | [11 empty] | 534.6135
0 | PI7809-341.1 |  |  | 0 | 0.059055 | 0 | 25 | 0.013 | 0 | 1.7991 | 12 | 330.0615 | UNKN | Conduit | 12 | 1 |  | 0 | 107.6391 | 107.6391 | 0.0010764 | Estuary | 0 | FIXED | 36.7888 | PI7809-11 | 0 | 0.25487 | SUBURBS | 0 | 0 | 0 | 1 | Cond | 20 | 32.8084 | 1 | N | 0 |  | CIRC | ROAD | 0.7874 | Full | 0 | Other |  | 0.059055 | 0 | 25 | 0.013 | 0.17 | FIXED | 37.63 | PI7809-341 | 0 | 0 | 0 | 0 | 0 | 0 | 0 | 0 | 0 | 0 | 0 | [11 empty] | 330.0603
0 | PI7715-1154.1 |  |  | 0 | 0.059055 | 0 | 25 | 0.013 | 0 | 1.6752 | 12 | 543 | UNKN | Conduit | 12 | 1 |  | 0 | 107.6391 | 107.6391 | 0.0010764 | Estuary | 0 | FIXED | 48.81 | PI7715-609 | 0 | 0.22099 | SUBURBS | 0 | 0 | 0 | 1 | Cond | 20 | 32.8084 | 1 | N | 0 |  | CIRC | ROAD | 0.7874 | Full | 0 | Other |  | 0.059055 | 0 | 25 | 0.013 | 0.5 | FIXED | 50.01 | PI7715-1154 | 0 | 0 | 0 | 0 | 0 | 0 | 0 | 0 | 0 | 0 | 0 | [11 empty] | 545.0372
0 | PI7803-928.1 |  |  | 0 | 0.059055 | 0 | 25 | 0.013 | 0 | 1.6875 | 12 | 249.9846 | UNKN | Conduit | 12 | 1 |  | 0 | 107.6391 | 107.6391 | 0.0010764 | Estuary | 0 | FIXED | 26.75 | PI7803-678 | 0 | 0.22423 | SUBURBS | 0 | 0 | 0 | 1 | Cond | 20 | 32.8084 | 1 | N | 0 |  | CIRC | ROAD | 0.7874 | Full | 0 | Other |  | 0.059055 | 0 | 25 | 0.013 | 0.17 | FIXED | 27.3106 | PI7803-928 | 0 | 0 | 0 | 0 | 0 | 0 | 0 | 0 | 0 | 0 | 0 | [11 empty] | 249.9845
0 | PI7809-396.1 |  |  | 0 | 0.059055 | 0 | 25 | 0.013 | 0 | 1.7991 | 12 | 54.9293 | UNKN | Conduit | 12 | 1 |  | 0 | 107.6391 | 107.6391 | 0.0010764 | Estuary | 0 | FIXED | 37.63 | PI7809-341 | 0 | 0.25487 | SUBURBS | 0 | 0 | 0 | 1 | Cond | 20 | 32.8084 | 1 | N | 0 |  | CIRC | ROAD | 0.7874 | Full | 0 | Other |  | 0.059055 | 0 | 25 | 0.013 | 0.17 | FIXED | 37.77 | PI7809-396 | 0 | 0 | 0 | 0 | 0 | 0 | 0 | 0 | 0 | 0 | 0 | [11 empty] | 54.9289
0 | PI7809-649.1 |  |  | 0 | 0.059055 | 0 | 25 | 0.013 | 0 | 3.0986 | 12 | 252.6259 | UNKN | Conduit | 12 | 1 |  | 0 | 107.6391 | 107.6391 | 0.0010764 | Estuary | 0 | FIXED | 37.77 | PI7809-396 | 0 | 0.75606 | SUBURBS | 0 | 0 | 0 | 1 | Cond | 20 | 32.8084 | 1 | N | 0 |  | CIRC | ROAD | 0.7874 | Full | 0 | Other |  | 0.059055 | 0 | 25 | 0.013 | 0.25 | FIXED | 39.68 | PI7809-649 | 0 | 0 | 0 | 0 | 0 | 0 | 0 | 0 | 0 | 0 | 0 | [11 empty] | 252.622
0 | PI7700-11022.1 |  |  | 0 | 0.059055 | 0 | 25 | 0.013 | 0 | 1.7846 | 12 | 338.9253 | UNKN | Conduit | 12 | 1 |  | 0 | 107.6391 | 107.6391 | 0.0010764 | Estuary | 0 | FIXED | 59.79 | PI7700-10687 | 0 | 0.25079 | SUBURBS | 0 | 0 | 0 | 1 | Cond | 20 | 32.8084 | 1 | N | 0 |  | CIRC | ROAD | 0.7874 | Full | 0 | Other |  | 0.059055 | 0 | 25 | 0.013 | 0.72 | FIXED | 60.64 | PI7700-11022 | 0 | 0 | 0 | 0 | 0 | 0 | 0 | 0 | 0 | 0 | 0 | [11 empty] | 334.5916
0 | PI8011-339.1 |  |  | 0 | 0.059055 | 0 | 25 | 0.013 | 0 | 2.4425 | 12 | 304.3631 | UNKN | Conduit | 12 | 1 |  | 0 | 107.6391 | 107.6391 | 0.0010764 | Estuary | 0 | FIXED | 57.9249 | PI8011-35 | 0 | 0.46978 | SUBURBS | 0 | 0 | 0 | 1 | Cond | 20 | 32.8084 | 1 | N | 0 |  | CIRC | ROAD | 0.7874 | Full | 0 | Other |  | 0.059055 | 0 | 25 | 0.013 | 0.62 | FIXED | 59.3547 | PI8011-339 | 0 | 0 | 0 | 0 | 0 | 0 | 0 | 0 | 0 | 0 | 0 | [11 empty] | 304.3623
0 | PI9002-731.1 |  |  | 0 | 0.059055 | 0 | 25 | 0.013 | 0 | 3.0117 | 12 | 282.9083 | UNKN | Conduit | 12 | 1 |  | 0 | 107.6391 | 107.6391 | 0.0010764 | Estuary | 0 | FIXED | 51.6917 | PI9002-448 | 0 | 0.71428 | SUBURBS | 0 | 0 | 0 | 1 | Cond | 20 | 32.8084 | 1 | N | 0 |  | CIRC | ROAD | 0.7874 | Full | 0 | Other |  | 0.059055 | 0 | 25 | 0.013 | 0.17 | FIXED | 53.7124 | PI9002-731 | 0 | 0 | 0 | 0 | 0 | 0 | 0 | 0 | 0 | 0 | 0 | [11 empty] | 282.9073
0 | PI7821-11.1 |  |  | 0 | 0.059055 | 0 | 25 | 0.013 | 0 | 10.3681 | 12 | 11.4102 | UNKN | Conduit | 12 | 1 |  | 0 | 107.6391 | 107.6391 | 0.0010764 | Estuary | 0 | FIXED | 48.0341 | PI7800-10303 | 0 | 8.4652 | SUBURBS | 0 | 0 | 0 | 1 | Cond | 20 | 32.8084 | 1 | N | 0 |  | CIRC | ROAD | 0.7874 | Full | 0 | Other |  | 0.059055 | 0 | 25 | 0.013 | 0.5 | FIXED | 49 | PI7821-11 | 0 | 0 | 0 | 0 | 0 | 0 | 0 | 0 | 0 | 0 | 0 | [11 empty] | 11.4099
0 | PI7800-11095.1 |  |  | 0 | 0.059055 | 0 | 25 | 0.013 | 0 | 1.0943 | 12 | 97.7163 | UNKN | Conduit | 12 | 1 |  | 0 | 107.6391 | 107.6391 | 0.0010764 | Estuary | 0 | FIXED | 50.0079 | PI7800-10997 | 0 | 0.094302 | SUBURBS | 0 | 0 | 0 | 1 | Cond | 20 | 32.8084 | 1 | N | 0 |  | CIRC | ROAD | 0.7874 | Full | 0 | Other |  | 0.059055 | 0 | 25 | 0.013 | 0.33 | FIXED | 50.1 | PI7800-11095 | 0 | 0 | 0 | 0 | 0 | 0 | 0 | 0 | 0 | 0 | 0 | [11 empty] | 97.7158
0 | PI7800-12051.1 |  |  | 0 | 0.059055 | 0 | 25 | 0.013 | 0 | 1.8993 | 12 | 68.7091 | UNKN | Conduit | 12 | 1 |  | 0 | 107.6391 | 107.6391 | 0.0010764 | Estuary | 0 | FIXED | 52.8048 | PI7800-11982 | 0 | 0.28408 | SUBURBS | 0 | 0 | 0 | 1 | Cond | 20 | 32.8084 | 1 | N | 0 |  | CIRC | ROAD | 0.7874 | Full | 0 | Other |  | 0.059055 | 0 | 25 | 0.013 | 0.5 | FIXED | 53 | PI7800-12051 | 0 | 0 | 0 | 0 | 0 | 0 | 0 | 0 | 0 | 0 | 0 | [11 empty] | 68.7085
0 | PI1504-48.1 |  |  | 0 | 0.059055 | 0 | 25 | 0.013 | 0 | 5.261 | 18 | 47.8541 | UNKN | Conduit | 18 | 1 |  | 0 | 107.6391 | 107.6391 | 0.0010764 | Estuary | 0 | FIXED | 49.86 | PI1500-4902 | 0 | 0.25076 | SUBURBS | 0 | 0 | 0 | 1 | Cond | 20 | 32.8084 | 1 | N | 0 |  | CIRC | ROAD | 0.7874 | Full | 0 | Other |  | 0.059055 | 0 | 25 | 0.013 | 0.47 | FIXED | 49.98 | PI1504-48 | 0 | 0 | 0 | 0 | 0 | 0 | 0 | 0 | 0 | 0 | 0 | [11 empty] | 47.8542
0 | PI1501-3424.1 |  |  | 0 | 0.059055 | 0 | 25 | 0.013 | 0 | 1.9424 | 12 | 80.174 | UNKN | Conduit | 12 | 1 |  | 0 | 107.6391 | 107.6391 | 0.0010764 | Estuary | 0 | FIXED | 41.7618 | PI1501-3344 | 0 | 0.29711 | SUBURBS | 0 | 0 | 0 | 1 | Cond | 20 | 32.8084 | 1 | N | 0 |  | CIRC | ROAD | 0.7874 | Full | 0 | Other |  | 0.059055 | 0 | 25 | 0.013 | 0.5 | FIXED | 42 | PI1501-3424 | 0 | 0 | 0 | 0 | 0 | 0 | 0 | 0 | 0 | 0 | 0 | [11 empty] | 80.1737
0 | PI150102-46.1 |  |  | 0 | 0.059055 | 0 | 25 | 0.013 | 0 | 0.60127 | 12 | 46.1053 | UNKN | Conduit | 12 | 1 |  | 0 | 107.6391 | 107.6391 | 0.0010764 | Estuary | 0 | FIXED | 39.4869 | PI150101-2216 | 0 | 0.028469 | SUBURBS | 0 | 0 | 0 | 1 | Cond | 20 | 32.8084 | 1 | N | 0 |  | CIRC | ROAD | 0.7874 | Full | 0 | Other |  | 0.059055 | 0 | 25 | 0.013 | 0.17 | FIXED | 39.5 | PI150102-46 | 0 | 0 | 0 | 0 | 0 | 0 | 0 | 0 | 0 | 0 | 0 | [11 empty] | 46.1055
0 | PI150103-37.1 |  |  | 0 | 0.059055 | 0 | 25 | 0.013 | 0 | 3.2071 | 12 | 37.0395 | UNKN | Conduit | 12 | 1 |  | 0 | 107.6391 | 107.6391 | 0.0010764 | Estuary | 0 | FIXED | 38.7 | PI150101-1944 | 0 | 0.80995 | SUBURBS | 0 | 0 | 0 | 1 | Cond | 20 | 32.8084 | 1 | N | 0 |  | CIRC | ROAD | 0.7874 | Full | 0 | Other |  | 0.059055 | 0 | 25 | 0.013 | 0.75 | FIXED | 39 | PI150103-37 | 0 | 0 | 0 | 0 | 0 | 0 | 0 | 0 | 0 | 0 | 0 | [11 empty] | 37.0392
0 | PI150104-39.1 |  |  | 0 | 0.059055 | 0 | 25 | 0.013 | 0 | 1.7987 | 12 | 39.2501 | UNKN | Conduit | 12 | 1 |  | 0 | 107.6391 | 107.6391 | 0.0010764 | Estuary | 0 | FIXED | 38.11 | PI150101-1656 | 0 | 0.25478 | SUBURBS | 0 | 0 | 0 | 1 | Cond | 20 | 32.8084 | 1 | N | 0 |  | CIRC | ROAD | 0.7874 | Full | 0 | Other |  | 0.059055 | 0 | 25 | 0.013 | 0.17 | FIXED | 38.21 | PI150104-39 | 0 | 0 | 0 | 0 | 0 | 0 | 0 | 0 | 0 | 0 | 0 | [11 empty] | 39.2492
0 | PI150105-39.1 |  |  | 0 | 0.059055 | 0 | 25 | 0.013 | 0 | 0.57229 | 12 | 38.7741 | UNKN | Conduit | 12 | 1 |  | 0 | 107.6391 | 107.6391 | 0.0010764 | Estuary | 0 | FIXED | 38.11 | PI150101-1656 | 0 | 0.02579 | SUBURBS | 0 | 0 | 0 | 1 | Cond | 20 | 32.8084 | 1 | N | 0 |  | CIRC | ROAD | 0.7874 | Full | 0 | Other |  | 0.059055 | 0 | 25 | 0.013 | 0.5 | FIXED | 38.12 | PI150105-39 | 0 | 0 | 0 | 0 | 0 | 0 | 0 | 0 | 0 | 0 | 0 | [11 empty] | 38.7746
0 | PI8605-33.1 |  |  | 0 | 0.059055 | 0 | 25 | 0.013 | 0 | 2.4577 | 12 | 33.1544 | UNKN | Conduit | 12 | 1 |  | 0 | 107.6391 | 107.6391 | 0.0010764 | Estuary | 0 | FIXED | 35.8423 | PI8600-1611 | 0 | 0.47566 | SUBURBS | 0 | 0 | 0 | 1 | Cond | 20 | 32.8084 | 1 | N | 0 |  | CIRC | ROAD | 0.7874 | Full | 0 | Other |  | 0.059055 | 0 | 25 | 0.013 | 0.5 | FIXED | 36 | PI8605-33 | 0 | 0 | 0 | 0 | 0 | 0 | 0 | 0 | 0 | 0 | 0 | [11 empty] | 33.155
0 | PI0800-16209.1 |  |  | 0 | 0.059055 | 0 | 25 | 0.013 | 0 | 1.8094 | 12 | 54.305 | UNKN | Conduit | 12 | 1 |  | 0 | 107.6391 | 107.6391 | 0.0010764 | Estuary | 0 | FIXED | 39.38 | PI0800-16154 | 0 | 0.2578 | SUBURBS | 0 | 0 | 0 | 1 | Cond | 20 | 32.8084 | 1 | N | 0 |  | CIRC | ROAD | 0.7874 | Full | 0 | Other |  | 0.059055 | 0 | 25 | 0.013 | 0.22 | FIXED | 39.52 | PI0800-16209 | 0 | 0 | 0 | 0 | 0 | 0 | 0 | 0 | 0 | 0 | 0 | [11 empty] | 54.3049
0 | PI0800-16221.1 |  |  | 0 | 0.059055 | 0 | 25 | 0.013 | 0 | 1.7894 | 12 | 11.8983 | UNKN | Conduit | 12 | 1 |  | 0 | 107.6391 | 107.6391 | 0.0010764 | Estuary | 0 | FIXED | 39.52 | PI0800-16209 | 0 | 0.25214 | SUBURBS | 0 | 0 | 0 | 1 | Cond | 20 | 32.8084 | 1 | N | 0 |  | CIRC | ROAD | 0.7874 | Full | 0 | Other |  | 0.059055 | 0 | 25 | 0.013 | 0.5 | FIXED | 39.55 | PI0800-16221 | 0 | 0 | 0 | 0 | 0 | 0 | 0 | 0 | 0 | 0 | 0 | [11 empty] | 11.8987
0 | PI7815-492.1 |  |  | 0 | 0.059055 | 0 | 25 | 0.013 | 0 | 5.278 | 12 | 29.1684 | UNKN | Conduit | 12 | 1 |  | 0 | 107.6391 | 107.6391 | 0.0010764 | Estuary | 0 | FIXED | 44.3601 | PI7815-463 | 0 | 2.1937 | SUBURBS | 0 | 0 | 0 | 1 | Cond | 20 | 32.8084 | 1 | N | 0 |  | CIRC | ROAD | 0.7874 | Full | 0 | Other |  | 0.059055 | 0 | 25 | 0.013 | 0.5 | FIXED | 45 | PI7815-492 | 0 | 0 | 0 | 0 | 0 | 0 | 0 | 0 | 0 | 0 | 0 | [11 empty] | 29.1685
0 | PI7814-53.1 |  |  | 0 | 0.059055 | 0 | 25 | 0.013 | 0 | 4.3666 | 12 | 53.282 | UNKN | Conduit | 12 | 1 |  | 0 | 107.6391 | 107.6391 | 0.0010764 | Estuary | 0 | FIXED | 43.2 | PI7800-8622 | 0 | 1.5014 | SUBURBS | 0 | 0 | 0 | 1 | Cond | 20 | 32.8084 | 1 | N | 0 |  | CIRC | ROAD | 0.7874 | Full | 0 | Other |  | 0.059055 | 0 | 25 | 0.013 | 0.5 | FIXED | 44 | PI7814-53 | 0 | 0 | 0 | 0 | 0 | 0 | 0 | 0 | 0 | 0 | 0 | [11 empty] | 53.2814
0 | PI7817-45.1 |  |  | 0 | 0.059055 | 0 | 25 | 0.013 | 0 | 4.2717 | 12 | 44.5302 | UNKN | Conduit | 12 | 1 |  | 0 | 107.6391 | 107.6391 | 0.0010764 | Estuary | 0 | FIXED | 44.3601 | PI7800-8992 | 0 | 1.4369 | SUBURBS | 0 | 0 | 0 | 1 | Cond | 20 | 32.8084 | 1 | N | 0 |  | CIRC | ROAD | 0.7874 | Full | 0 | Other |  | 0.059055 | 0 | 25 | 0.013 | 0.5 | FIXED | 45 | PI7817-45 | 0 | 0 | 0 | 0 | 0 | 0 | 0 | 0 | 0 | 0 | 0 | [11 empty] | 44.5297
0 | PI7816-64.1 |  |  | 0 | 0.059055 | 0 | 25 | 0.013 | 0 | 3.5542 | 12 | 64.3238 | UNKN | Conduit | 12 | 1 |  | 0 | 107.6391 | 107.6391 | 0.0010764 | Estuary | 0 | FIXED | 44.3601 | PI7800-8992 | 0 | 0.99475 | SUBURBS | 0 | 0 | 0 | 1 | Cond | 20 | 32.8084 | 1 | N | 0 |  | CIRC | ROAD | 0.7874 | Full | 0 | Other |  | 0.059055 | 0 | 25 | 0.013 | 0.5 | FIXED | 45 | PI7816-64 | 0 | 0 | 0 | 0 | 0 | 0 | 0 | 0 | 0 | 0 | 0 | [11 empty] | 64.3236
0 | PI7820-23.1 |  |  | 0 | 0.059055 | 0 | 25 | 0.013 | 0 | 5.9567 | 12 | 22.9003 | UNKN | Conduit | 12 | 1 |  | 0 | 107.6391 | 107.6391 | 0.0010764 | Estuary | 0 | FIXED | 44.3601 | PI7800-8992 | 0 | 2.7941 | SUBURBS | 0 | 0 | 0 | 1 | Cond | 20 | 32.8084 | 1 | N | 0 |  | CIRC | ROAD | 0.7874 | Full | 0 | Other |  | 0.059055 | 0 | 25 | 0.013 | 0.5 | FIXED | 45 | PI7820-23 | 0 | 0 | 0 | 0 | 0 | 0 | 0 | 0 | 0 | 0 | 0 | [11 empty] | 22.9006
0 | PI790103-91.1 |  |  | 0 | 0.059055 | 0 | 25 | 0.013 | 0 | 6.1899 | 12 | 59.3387 | UNKN | Conduit | 12 | 1 |  | 0 | 107.6391 | 107.6391 | 0.0010764 | Estuary | 0 | FIXED | 43.2097 | PI790103-32 | 0 | 3.0171 | SUBURBS | 0 | 0 | 0 | 1 | Cond | 20 | 32.8084 | 1 | N | 0 |  | CIRC | ROAD | 0.7874 | Full | 0 | Other |  | 0.059055 | 0 | 25 | 0.013 | 0.35 | FIXED | 45 | PI790103-91 | 0 | 0 | 0 | 0 | 0 | 0 | 0 | 0 | 0 | 0 | 0 | [11 empty] | 59.3391
0 | PI790103-32.1 |  |  | 0 | 0.059055 | 0 | 25 | 0.013 | 0 | 6.1899 | 12 | 31.8076 | UNKN | Conduit | 12 | 1 |  | 0 | 107.6391 | 107.6391 | 0.0010764 | Estuary | 0 | FIXED | 42.25 | PI7901-778 | 0 | 3.0171 | SUBURBS | 0 | 0 | 0 | 1 | Cond | 20 | 32.8084 | 1 | N | 0 |  | CIRC | ROAD | 0.7874 | Full | 0 | Other |  | 0.059055 | 0 | 25 | 0.013 | 0.5 | FIXED | 43.2097 | PI790103-32 | 0 | 0 | 0 | 0 | 0 | 0 | 0 | 0 | 0 | 0 | 0 | [11 empty] | 31.8082
0 | PI1500-7383.1 |  |  | 0 | 0.059055 | 0 | 25 | 0.013 | 0 | 1.8741 | 12 | 18.0775 | UNKN | Conduit | 12 | 1 |  | 0 | 107.6391 | 107.6391 | 0.0010764 | Estuary | 0 | FIXED | 53.32 | PI1500-7365 | 0 | 0.27659 | SUBURBS | 0 | 0 | 0 | 1 | Cond | 20 | 32.8084 | 1 | N | 0 |  | CIRC | ROAD | 0.7874 | Full | 0 | Other |  | 0.059055 | 0 | 25 | 0.013 | 0.5 | FIXED | 53.37 | PI1500-7383 | 0 | 0 | 0 | 0 | 0 | 0 | 0 | 0 | 0 | 0 | 0 | [11 empty] | 18.0768
0 | PI9600-5639.1 |  |  | 0 | 0.059055 | 0 | 25 | 0.013 | 0 | 1.782 | 12 | 371.9193 | UNKN | Conduit | 12 | 1 |  | 0 | 107.6391 | 107.6391 | 0.0010764 | Estuary | 0 | FIXED | 99.74 | PI9600-5267 | 0 | 0.25005 | SUBURBS | 0 | 0 | 0 | 1 | Cond | 20 | 32.8084 | 1 | N | 0 |  | CIRC | ROAD | 0.7874 | Full | 0 | Other |  | 0.059055 | 0 | 25 | 0.013 | 0.5 | FIXED | 100.67 | PI9600-5639 | 0 | 0 | 0 | 0 | 0 | 0 | 0 | 0 | 0 | 0 | 0 | [11 empty] | 371.9188
0 | PI6700-537.1 |  |  | 0 | 0.059055 | 0 | 25 | 0.013 | 0 | -2.7675 | 12 | 34.8174 | UNKN | Conduit | 12 | 1 |  | 0 | 107.6391 | 107.6391 | 0.0010764 | Estuary | 0 | FIXED | 14.41 | PI6603-54 | 0 | -0.60315 | SUBURBS | 0 | 0 | 0 | 1 | Cond | 20 | 32.8084 | 1 | N | 0 |  | CIRC | ROAD | 0.7874 | Full | 0 | Other |  | 0.059055 | 0 | 25 | 0.013 | 0.58 | FIXED | 14.2 | PI6700-537 | 0 | 0 | 0 | 0 | 0 | 0 | 0 | 0 | 0 | 0 | 0 | [11 empty] | 34.8176
0 | PI6700-580.1 |  |  | 0 | 0.059055 | 0 | 25 | 0.013 | 0 | 3.1276 | 12 | 43.1144 | UNKN | Conduit | 12 | 1 |  | 0 | 107.6391 | 107.6391 | 0.0010764 | Estuary | 0 | FIXED | 14.2 | PI6700-537 | 0 | 0.77027 | SUBURBS | 0 | 0 | 0 | 1 | Cond | 20 | 32.8084 | 1 | N | 0 |  | CIRC | ROAD | 0.7874 | Full | 0 | Other |  | 0.059055 | 0 | 25 | 0.013 | 0.54 | FIXED | 14.5321 | PI6700-580 | 0 | 0 | 0 | 0 | 0 | 0 | 0 | 0 | 0 | 0 | 0 | [11 empty] | 43.1143
0 | PI6700-609.1 |  |  | 0 | 0.059055 | 0 | 25 | 0.013 | 0 | 3.1276 | 12 | 29.4292 | UNKN | Conduit | 12 | 1 |  | 0 | 107.6391 | 107.6391 | 0.0010764 | Estuary | 0 | FIXED | 14.5321 | PI6700-580 | 0 | 0.77027 | SUBURBS | 0 | 0 | 0 | 1 | Cond | 20 | 32.8084 | 1 | N | 0 |  | CIRC | ROAD | 0.7874 | Full | 0 | Other |  | 0.059055 | 0 | 25 | 0.013 | 0.54 | FIXED | 14.7588 | PI6700-609 | 0 | 0 | 0 | 0 | 0 | 0 | 0 | 0 | 0 | 0 | 0 | [11 empty] | 29.4287
0 | PI6700-842.1 |  |  | 0 | 0.059055 | 0 | 25 | 0.013 | 0 | 3.1276 | 12 | 32.2066 | UNKN | Conduit | 12 | 1 |  | 0 | 107.6391 | 107.6391 | 0.0010764 | Estuary | 0 | FIXED | 16.304 | PI6700-810 | 0 | 0.77027 | SUBURBS | 0 | 0 | 0 | 1 | Cond | 20 | 32.8084 | 1 | N | 0 |  | CIRC | ROAD | 0.7874 | Full | 0 | Other |  | 0.059055 | 0 | 25 | 0.013 | 0.48 | FIXED | 16.5521 | PI6700-842 | 0 | 0 | 0 | 0 | 0 | 0 | 0 | 0 | 0 | 0 | 0 | [11 empty] | 32.2065
0 | PI6700-810.1 |  |  | 0 | 0.059055 | 0 | 25 | 0.013 | 0 | 3.1276 | 12 | 200.6086 | UNKN | Conduit | 12 | 1 |  | 0 | 107.6391 | 107.6391 | 0.0010764 | Estuary | 0 | FIXED | 14.7588 | PI6700-609 | 0 | 0.77027 | SUBURBS | 0 | 0 | 0 | 1 | Cond | 20 | 32.8084 | 1 | N | 0 |  | CIRC | ROAD | 0.7874 | Full | 0 | Other |  | 0.059055 | 0 | 25 | 0.013 | 0.48 | FIXED | 16.304 | PI6700-810 | 0 | 0 | 0 | 0 | 0 | 0 | 0 | 0 | 0 | 0 | 0 | [11 empty] | 200.6081
0 | PI6700-950.1 |  |  | 0 | 0.059055 | 0 | 25 | 0.013 | 0 | 3.1276 | 12 | 107.3254 | UNKN | Conduit | 12 | 1 |  | 0 | 107.6391 | 107.6391 | 0.0010764 | Estuary | 0 | FIXED | 16.5521 | PI6700-842 | 0 | 0.77027 | SUBURBS | 0 | 0 | 0 | 1 | Cond | 20 | 32.8084 | 1 | N | 0 |  | CIRC | ROAD | 0.7874 | Full | 0 | Other |  | 0.059055 | 0 | 25 | 0.013 | 0.39 | FIXED | 17.3788 | PI6700-950 | 0 | 0 | 0 | 0 | 0 | 0 | 0 | 0 | 0 | 0 | 0 | [11 empty] | 107.3262
0 | PI6700-1185.1 |  |  | 0 | 0.059055 | 0 | 25 | 0.013 | 0 | 1.829 | 12 | 167.0234 | UNKN | Conduit | 12 | 1 |  | 0 | 107.6391 | 107.6391 | 0.0010764 | Estuary | 0 | FIXED | 17.56 | PI6700-1018 | 0 | 0.26344 | SUBURBS | 0 | 0 | 0 | 1 | Cond | 20 | 32.8084 | 1 | N | 0 |  | CIRC | ROAD | 0.7874 | Full | 0 | Other |  | 0.059055 | 0 | 25 | 0.013 | 0.17 | FIXED | 18 | PI6700-1185 | 0 | 0 | 0 | 0 | 0 | 0 | 0 | 0 | 0 | 0 | 0 | [11 empty] | 167.0224
0 | PI6700-1018.1 |  |  | 0 | 0.059055 | 0 | 25 | 0.013 | 0 | 1.829 | 12 | 68.7871 | UNKN | Conduit | 12 | 1 |  | 0 | 107.6391 | 107.6391 | 0.0010764 | Estuary | 0 | FIXED | 17.3788 | PI6700-950 | 0 | 0.26344 | SUBURBS | 0 | 0 | 0 | 1 | Cond | 20 | 32.8084 | 1 | N | 0 |  | CIRC | ROAD | 0.7874 | Full | 0 | Other |  | 0.059055 | 0 | 25 | 0.013 | 0.39 | FIXED | 17.56 | PI6700-1018 | 0 | 0 | 0 | 0 | 0 | 0 | 0 | 0 | 0 | 0 | 0 | [11 empty] | 68.7871
0 | PI6700-1398.1 |  |  | 0 | 0.059055 | 0 | 25 | 0.013 | 0 | 3.755 | 12 | 45.0313 | UNKN | Conduit | 12 | 1 |  | 0 | 107.6391 | 107.6391 | 0.0010764 | Estuary | 0 | FIXED | 17 | PI6700-1353 | 0 | 1.1103 | SUBURBS | 0 | 0 | 0 | 1 | Cond | 20 | 32.8084 | 1 | N | 0 |  | CIRC | ROAD | 0.7874 | Full | 0 | Other |  | 0.059055 | 0 | 25 | 0.013 | 0.25 | FIXED | 17.5 | PI6700-1398 | 0 | 0 | 0 | 0 | 0 | 0 | 0 | 0 | 0 | 0 | 0 | [11 empty] | 45.0305
0 | PI6700-249.1 |  |  | 0 | 0.059055 | 0 | 25 | 0.013 | 0 | 6.4679 | 12 | 219.7726 | UNKN | Conduit | 12 | 1 |  | 0 | 107.6391 | 107.6391 | 0.0010764 | Estuary | 0 | FIXED | 6.54 | PI6700-29 | 0 | 3.2943 | SUBURBS | 0 | 0 | 0 | 1 | Cond | 20 | 32.8084 | 1 | N | 0 |  | CIRC | ROAD | 0.7874 | Full | 0 | Other |  | 0.059055 | 0 | 25 | 0.013 | 0.17 | FIXED | 13.78 | PI6700-249 | 0 | 0 | 0 | 0 | 0 | 0 | 0 | 0 | 0 | 0 | 0 | [11 empty] | 219.7718
0 | PI6603-54.1 |  |  | 0 | 0.059055 | 0 | 25 | 0.013 | 0 | 1.7772 | 12 | 253.2874 | UNKN | Conduit | 12 | 1 |  | 0 | 107.6391 | 107.6391 | 0.0010764 | Estuary | 0 | FIXED | 13.78 | PI6700-249 | 0 | 0.24873 | SUBURBS | 0 | 0 | 0 | 1 | Cond | 20 | 32.8084 | 1 | N | 0 |  | CIRC | ROAD | 0.7874 | Full | 0 | Other |  | 0.059055 | 0 | 25 | 0.013 | 0.17 | FIXED | 14.41 | PI6603-54 | 0 | 0 | 0 | 0 | 0 | 0 | 0 | 0 | 0 | 0 | 0 | [11 empty] | 253.2876
0 | PI6603-54.2 |  |  | 0 | 0.059055 | 0 | 25 | 0.013 | 0 | 1.7526 | 12 | 53.7467 | UNKN | Conduit | 12 | 1 |  | 0 | 107.6391 | 107.6391 | 0.0010764 | Estuary | 0 | FIXED | 7.68 | PI6600-979 | 0 | 0.24188 | SUBURBS | 0 | 0 | 0 | 2 | Cond | 20 | 32.8084 | 1 | N | 0 |  | CIRC | ROAD | 0.7874 | Full | 0 | Other |  | 0.059055 | 0 | 25 | 0.013 | 0.5 | FIXED | 7.81 | PI6603-54 | 0 | 0 | 0 | 0 | 0 | 0 | 0 | 0 | 0 | 0 | 0 | [11 empty] | 53.7467
0 | PI6900-4393.1 |  |  | 0 | 0.059055 | 0 | 25 | 0.013 | 0 | 11.325 | 24 | 67.8525 | UNKN | Conduit | 24 | 1 |  | 0 | 107.6391 | 107.6391 | 0.0010764 | Estuary | 0 | FIXED | 17.04 | PI6900-4326 | 0 | 0.25054 | SUBURBS | 0 | 0 | 0 | 1 | Cond | 20 | 32.8084 | 1 | N | 0 |  | CIRC | ROAD | 0.7874 | Full | 0 | Other |  | 0.059055 | 0 | 25 | 0.013 | 0.17 | FIXED | 17.21 | PI6900-4393 | 0 | 0 | 0 | 0 | 0 | 0 | 0 | 0 | 0 | 0 | 0 | [11 empty] | 67.8523
0 | PI0804-109.1 |  |  | 0 | 0.059055 | 0 | 25 | 0.013 | 0 | 1.7737 | 12 | 108.9918 | UNKN | Conduit | 12 | 1 |  | 0 | 107.6391 | 107.6391 | 0.0010764 | Estuary | 0 | FIXED | 13.79 | PI0800-6424 | 0 | 0.24772 | SUBURBS | 0 | 0 | 0 | 1 | Cond | 20 | 32.8084 | 1 | N | 0 |  | CIRC | ROAD | 0.7874 | Full | 0 | Other |  | 0.059055 | 0 | 25 | 0.013 | 0.27 | FIXED | 14.06 | PI0804-109 | 0 | 0 | 0 | 0 | 0 | 0 | 0 | 0 | 0 | 0 | 0 | [11 empty] | 108.9923
0 | PI0804-126.1 |  |  | 0 | 0.059055 | 0 | 25 | 0.013 | 0 | 1.7509 | 12 | 16.5698 | UNKN | Conduit | 12 | 1 |  | 0 | 107.6391 | 107.6391 | 0.0010764 | Estuary | 0 | FIXED | 14.06 | PI0804-109 | 0 | 0.2414 | SUBURBS | 0 | 0 | 0 | 1 | Cond | 20 | 32.8084 | 1 | N | 0 |  | CIRC | ROAD | 0.7874 | Full | 0 | Other |  | 0.059055 | 0 | 25 | 0.013 | 0.5 | FIXED | 14.1 | PI0804-126 | 0 | 0 | 0 | 0 | 0 | 0 | 0 | 0 | 0 | 0 | 0 | [11 empty] | 16.5691
0 | PI2800-245.1 |  |  | 0 | 0.059055 | 0 | 25 | 0.013 | 0 | 4.2545 | 12 | 244.845 | UNKN | Conduit | 12 | 1 |  | 0 | 107.6391 | 107.6391 | 0.0010764 | Estuary | 1 | FIXED | 44.51 | CC0300-3128 | 0 | 1.4254 | SUBURBS | 0 | 0 | 0 | 1 | Cond | 20 | 32.8084 | 1 | N | 0 |  | CIRC | ROAD | 0.7874 | Full | 0 | Other |  | 0.059055 | 0 | 25 | 0.013 | 0.5 | FIXED | 48 | PI2800-245 | 0 | 0 | 0 | 0 | 0 | 0 | 0 | 0 | 0 | 0 | 0 | [11 empty] | 244.845
0 | PI3000-106.1 |  |  | 0 | 0.059055 | 0 | 25 | 0.013 | 0 | 11.2265 | 24 | 105.6039 | UNKN | Conduit | 24 | 1 |  | 0 | 107.6391 | 107.6391 | 0.0010764 | Estuary | 1 | FIXED | 43.8 | CC0300-3496 | 0 | 0.2462 | SUBURBS | 0 | 0 | 0 | 1 | Cond | 20 | 32.8084 | 1 | N | 0 |  | CIRC | ROAD | 0.7874 | Full | 0 | Other |  | 0.059055 | 0 | 25 | 0.013 | 0.4 | FIXED | 44.06 | PI3000-106 | 0 | 0 | 0 | 0 | 0 | 0 | 0 | 0 | 0 | 0 | 0 | [11 empty] | 105.6038
0 | PI3000-156.1 |  |  | 0 | 0.059055 | 0 | 25 | 0.013 | 0 | 11.4534 | 24 | 50.7304 | UNKN | Conduit | 24 | 1 |  | 0 | 107.6391 | 107.6391 | 0.0010764 | Estuary | 0 | FIXED | 44.06 | PI3000-106 | 0 | 0.25626 | SUBURBS | 0 | 0 | 0 | 1 | Cond | 20 | 32.8084 | 1 | N | 0 |  | CIRC | ROAD | 0.7874 | Full | 0 | Other |  | 0.059055 | 0 | 25 | 0.013 | 0.4 | FIXED | 44.19 | PI3000-156 | 0 | 0 | 0 | 0 | 0 | 0 | 0 | 0 | 0 | 0 | 0 | [11 empty] | 50.7303
0 | PI3400-116.1 |  |  | 0 | 0.059055 | 0 | 25 | 0.013 | 0 | 4.7466 | 18 | 52.9174 | UNKN | Conduit | 18 | 1 |  | 0 | 107.6391 | 107.6391 | 0.0010764 | Estuary | 0 | FIXED | 57.6282 | PI3400-63 | 0 | 0.20412 | SUBURBS | 0 | 0 | 0 | 1 | Cond | 20 | 32.8084 | 1 | N | 0 |  | CIRC | ROAD | 0.7874 | Full | 0 | Other |  | 0.059055 | 0 | 25 | 0.013 | 0.75 | FIXED | 57.7362 | PI3400-116 | 0 | 0 | 0 | 0 | 0 | 0 | 0 | 0 | 0 | 0 | 0 | [11 empty] | 52.9172
0 | PI1400-2238.1 |  |  | 0 | 0.059055 | 0 | 25 | 0.013 | 0 | 1.7773 | 12 | 25.9298 | UNKN | Conduit | 12 | 1 |  | 0 | 107.6391 | 107.6391 | 0.0010764 | Estuary | 0 | FIXED | 33.1855 | PI1400-2212 | 0 | 0.24876 | SUBURBS | 0 | 0 | 0 | 1 | Cond | 20 | 32.8084 | 1 | N | 0 |  | CIRC | ROAD | 0.7874 | Full | 0 | Other |  | 0.059055 | 0 | 25 | 0.013 | 0.17 | FIXED | 33.25 | PI1400-2238 | 0 | 0 | 0 | 0 | 0 | 0 | 0 | 0 | 0 | 0 | 0 | [11 empty] | 25.9304
0 | PI1400-2492.1 |  |  | 0 | 0.059055 | 0 | 25 | 0.013 | 0 | 2.2356 | 12 | 254.0834 | UNKN | Conduit | 12 | 1 |  | 0 | 107.6391 | 107.6391 | 0.0010764 | Estuary | 0 | FIXED | 33.25 | PI1400-2238 | 0 | 0.39357 | SUBURBS | 0 | 0 | 0 | 1 | Cond | 20 | 32.8084 | 1 | N | 0 |  | CIRC | ROAD | 0.7874 | Full | 0 | Other |  | 0.059055 | 0 | 25 | 0.013 | 0.5 | FIXED | 34.25 | PI1400-2492 | 0 | 0 | 0 | 0 | 0 | 0 | 0 | 0 | 0 | 0 | 0 | [11 empty] | 254.0825
0 | PI3900-1553.1 |  |  | 0 | 0.059055 | 0 | 25 | 0.013 | 0 | 11.3131 | 24 | 231.9848 | UNKN | Conduit | 24 | 1 |  | 0 | 107.6391 | 107.6391 | 0.0010764 | Estuary | 0 | FIXED | 62.79 | PI3900-1321 | 0 | 0.25002 | SUBURBS | 0 | 0 | 0 | 1 | Cond | 20 | 32.8084 | 1 | N | 0 |  | CIRC | ROAD | 0.7874 | Full | 0 | Other |  | 0.059055 | 0 | 25 | 0.013 | 0.44 | FIXED | 63.37 | PI3900-1553 | 0 | 0 | 0 | 0 | 0 | 0 | 0 | 0 | 0 | 0 | 0 | [11 empty] | 231.9838
0 | PI3702-49.1 |  |  | 0 | 0.059055 | 0 | 25 | 0.013 | 0 | 1.9214 | 12 | 48.9966 | UNKN | Conduit | 12 | 1 |  | 0 | 107.6391 | 107.6391 | 0.0010764 | Estuary | 0 | FIXED | 68.5463 | PI3700-4261 | 0 | 0.29073 | SUBURBS | 0 | 0 | 0 | 1 | Cond | 20 | 32.8084 | 1 | N | 0 |  | CIRC | ROAD | 0.7874 | Full | 0 | Other |  | 0.059055 | 0 | 25 | 0.013 | 0.5 | FIXED | 68.6887 | PI3702-49 | 0 | 0 | 0 | 0 | 0 | 0 | 0 | 0 | 0 | 0 | 0 | [11 empty] | 48.997
0 | PI3700-4261.1 |  |  | 0 | 0.059055 | 0 | 25 | 0.013 | 0 | 1.9214 | 12 | 20.0443 | UNKN | Conduit | 12 | 1 |  | 0 | 107.6391 | 107.6391 | 0.0010764 | Estuary | 0 | FIXED | 68.488 | PI3700-4241 | 0 | 0.29073 | SUBURBS | 0 | 0 | 0 | 1 | Cond | 20 | 32.8084 | 1 | N | 0 |  | CIRC | ROAD | 0.7874 | Full | 0 | Other |  | 0.059055 | 0 | 25 | 0.013 | 0.17 | FIXED | 68.5463 | PI3700-4261 | 0 | 0 | 0 | 0 | 0 | 0 | 0 | 0 | 0 | 0 | 0 | [11 empty] | 20.0444
0 | PI8701-57.1 |  |  | 0 | 0.059055 | 0 | 25 | 0.013 | 0 | 1.7608 | 12 | 57.3447 | UNKN | Conduit | 12 | 1 |  | 0 | 107.6391 | 107.6391 | 0.0010764 | Estuary | 0 | FIXED | 26.71 | PI8700-618 | 0 | 0.24414 | SUBURBS | 0 | 0 | 0 | 1 | Cond | 20 | 32.8084 | 1 | N | 0 |  | CIRC | ROAD | 0.7874 | Full | 0 | Other |  | 0.059055 | 0 | 25 | 0.013 | 0.5 | FIXED | 26.85 | PI8701-57 | 0 | 0 | 0 | 0 | 0 | 0 | 0 | 0 | 0 | 0 | 0 | [11 empty] | 57.345
0 | PI7701-860.1 |  |  | 0 | 0.059055 | 0 | 25 | 0.013 | 0 | 3.7339 | 12 | 52.8095 | UNKN | Conduit | 12 | 1 |  | 0 | 107.6391 | 107.6391 | 0.0010764 | Estuary | 0 | FIXED | 30.4202 | PI7701-807 | 0 | 1.0979 | SUBURBS | 0 | 0 | 0 | 1 | Cond | 20 | 32.8084 | 1 | N | 0 |  | CIRC | ROAD | 0.7874 | Full | 0 | Other |  | 0.059055 | 0 | 25 | 0.013 | 0.5 | FIXED | 31 | PI7701-860 | 0 | 0 | 0 | 0 | 0 | 0 | 0 | 0 | 0 | 0 | 0 | [11 empty] | 52.8093
0 | PI8413-36.1 |  |  | 0 | 0.059055 | 0 | 25 | 0.013 | 0 | 1.7761 | 12 | 36.2324 | UNKN | Conduit | 12 | 1 |  | 0 | 107.6391 | 107.6391 | 0.0010764 | Estuary | 0 | FIXED | 32.48 | PI8400-3539 | 0 | 0.2484 | SUBURBS | 0 | 0 | 0 | 1 | Cond | 20 | 32.8084 | 1 | N | 0 |  | CIRC | ROAD | 0.7874 | Full | 0 | Other |  | 0.059055 | 0 | 25 | 0.013 | 0.5 | FIXED | 32.57 | PI8413-36 | 0 | 0 | 0 | 0 | 0 | 0 | 0 | 0 | 0 | 0 | 0 | [11 empty] | 36.2325
0 | PI8412-45.1 |  |  | 0 | 0.059055 | 0 | 25 | 0.013 | 0 | 1.7687 | 12 | 44.6524 | UNKN | Conduit | 12 | 1 |  | 0 | 107.6391 | 107.6391 | 0.0010764 | Estuary | 0 | FIXED | 32.48 | PI8400-3539 | 0 | 0.24635 | SUBURBS | 0 | 0 | 0 | 1 | Cond | 20 | 32.8084 | 1 | N | 0 |  | CIRC | ROAD | 0.7874 | Full | 0 | Other |  | 0.059055 | 0 | 25 | 0.013 | 0.5 | FIXED | 32.59 | PI8412-45 | 0 | 0 | 0 | 0 | 0 | 0 | 0 | 0 | 0 | 0 | 0 | [11 empty] | 44.6527
0 | PI8400-4616.1 |  |  | 0 | 0.059055 | 0 | 25 | 0.013 | 0 | 1.7672 | 12 | 44.7268 | UNKN | Conduit | 12 | 1 |  | 0 | 107.6391 | 107.6391 | 0.0010764 | Estuary | 0 | FIXED | 37.39 | PI8400-4572 | 0 | 0.24594 | SUBURBS | 0 | 0 | 0 | 1 | Cond | 20 | 32.8084 | 1 | N | 0 |  | CIRC | ROAD | 0.7874 | Full | 0 | Other |  | 0.059055 | 0 | 25 | 0.013 | 0.5 | FIXED | 37.5 | PI8400-4616 | 0 | 0 | 0 | 0 | 0 | 0 | 0 | 0 | 0 | 0 | 0 | [11 empty] | 44.7269
0 | PI7808-677.1 |  |  | 0 | 0.059055 | 0 | 25 | 0.013 | 0 | 3.5729 | 12 | 27.686 | UNKN | Conduit | 12 | 1 |  | 0 | 107.6391 | 107.6391 | 0.0010764 | Estuary | 0 | FIXED | 39.7217 | PI7808-649 | 0 | 1.0053 | SUBURBS | 0 | 0 | 0 | 1 | Cond | 20 | 32.8084 | 1 | N | 0 |  | CIRC | ROAD | 0.7874 | Full | 0 | Other |  | 0.059055 | 0 | 25 | 0.013 | 0.5 | FIXED | 40 | PI7808-677 | 0 | 0 | 0 | 0 | 0 | 0 | 0 | 0 | 0 | 0 | 0 | [11 empty] | 27.6858
0 | PI7808-649.1 |  |  | 0 | 0.059055 | 0 | 25 | 0.013 | 0 | 3.5729 | 12 | 649.383 | UNKN | Conduit | 12 | 1 |  | 0 | 107.6391 | 107.6391 | 0.0010764 | Estuary | 0 | FIXED | 33.1938 | PI7800-5315 | 0 | 1.0053 | SUBURBS | 0 | 0 | 0 | 1 | Cond | 20 | 32.8084 | 1 | N | 0 |  | CIRC | ROAD | 0.7874 | Full | 0 | Other |  | 0.059055 | 0 | 25 | 0.013 | 0.94 | FIXED | 39.7217 | PI7808-649 | 0 | 0 | 0 | 0 | 0 | 0 | 0 | 0 | 0 | 0 | 0 | [11 empty] | 649.3825
0 | PI780601-26.1 |  |  | 0 | 0.059055 | 0 | 25 | 0.013 | 0 | 2.6232 | 12 | 26.0636 | UNKN | Conduit | 12 | 1 |  | 0 | 107.6391 | 107.6391 | 0.0010764 | Estuary | 0 | FIXED | 34.8588 | PI7806-620 | 0 | 0.54187 | SUBURBS | 0 | 0 | 0 | 1 | Cond | 20 | 32.8084 | 1 | N | 0 |  | CIRC | ROAD | 0.7874 | Full | 0 | Other |  | 0.059055 | 0 | 25 | 0.013 | 0.5 | FIXED | 35 | PI780601-26 | 0 | 0 | 0 | 0 | 0 | 0 | 0 | 0 | 0 | 0 | 0 | [11 empty] | 26.064
0 | PI780602-16.1 |  |  | 0 | 0.059055 | 0 | 25 | 0.013 | 0 | 2.6435 | 12 | 16.1857 | UNKN | Conduit | 12 | 1 |  | 0 | 107.6391 | 107.6391 | 0.0010764 | Estuary | 0 | FIXED | 34.9109 | PI7806-620 | 0 | 0.55029 | SUBURBS | 0 | 0 | 0 | 1 | Cond | 20 | 32.8084 | 1 | N | 0 |  | CIRC | ROAD | 0.7874 | Full | 0 | Other |  | 0.059055 | 0 | 25 | 0.013 | 0.5 | FIXED | 35 | PI780602-16 | 0 | 0 | 0 | 0 | 0 | 0 | 0 | 0 | 0 | 0 | 0 | [11 empty] | 16.185
0 | PI7806-620.1 |  |  | 0 | 0.059055 | 0 | 25 | 0.013 | 0 | 2.6232 | 12 | 620.0601 | UNKN | Conduit | 12 | 1 |  | 0 | 107.6391 | 107.6391 | 0.0010764 | Estuary | 0 | FIXED | 31.4988 | PI7800-4825 | 0 | 0.54187 | SUBURBS | 0 | 0 | 0 | 1 | Cond | 20 | 32.8084 | 1 | N | 0 |  | CIRC | ROAD | 0.7874 | Full | 0 | Other |  | 0.059055 | 0 | 25 | 0.013 | 0.75 | FIXED | 34.8588 | PI7806-620 | 0 | 0 | 0 | 0 | 0 | 0 | 0 | 0 | 0 | 0 | 0 | [11 empty] | 620.0588
0 | PI430101-938.1 |  |  | 0 | 0.059055 | 0 | 25 | 0.013 | 0 | 1.5665 | 12 | 346.7126 | UNKN | Conduit | 12 | 1 |  | 0 | 107.6391 | 107.6391 | 0.0010764 | Estuary | 0 | FIXED | 77.22 | PI430101-592 | 0 | 0.19324 | SUBURBS | 0 | 0 | 0 | 1 | Cond | 20 | 32.8084 | 1 | N | 0 |  | CIRC | ROAD | 0.7874 | Full | 0 | Other |  | 0.059055 | 0 | 25 | 0.013 | 0.5 | FIXED | 77.89 | PI430101-938 | 0 | 0 | 0 | 0 | 0 | 0 | 0 | 0 | 0 | 0 | 0 | [11 empty] | 346.6422
0 | PI7713-152.1 |  |  | 0 | 0.059055 | 0 | 25 | 0.013 | 0 | 2.73 | 12 | 152.0938 | UNKN | Conduit | 12 | 1 |  | 0 | 107.6391 | 107.6391 | 0.0010764 | Estuary | 0 | FIXED | 44.1074 | PI7700-7335 | 0 | 0.58689 | SUBURBS | 0 | 0 | 0 | 1 | Cond | 20 | 32.8084 | 1 | N | 0 |  | CIRC | ROAD | 0.7874 | Full | 0 | Other |  | 0.059055 | 0 | 25 | 0.013 | 0.5 | FIXED | 45 | PI7713-152 | 0 | 0 | 0 | 0 | 0 | 0 | 0 | 0 | 0 | 0 | 0 | [11 empty] | 152.0942
0 | PI7700-7335.1 |  |  | 0 | 0.059055 | 0 | 25 | 0.013 | 0 | 2.73 | 12 | 15.0077 | UNKN | Conduit | 12 | 1 |  | 0 | 107.6391 | 107.6391 | 0.0010764 | Estuary | 0 | FIXED | 44.0193 | PI8000-2131 | 0 | 0.58689 | SUBURBS | 0 | 0 | 0 | 1 | Cond | 20 | 32.8084 | 1 | N | 0 |  | CIRC | ROAD | 0.7874 | Full | 0 | Other |  | 0.059055 | 0 | 25 | 0.013 | 0.17 | FIXED | 44.1074 | PI7700-7335 | 0 | 0 | 0 | 0 | 0 | 0 | 0 | 0 | 0 | 0 | 0 | [11 empty] | 15.0075
0 | PI7900-1280.1 |  |  | 0 | 0.059055 | 0 | 25 | 0.013 | 0 | 5.2679 | 18 | 282.3993 | UNKN | Conduit | 18 | 1 |  | 0 | 107.6391 | 107.6391 | 0.0010764 | Estuary | 0 | FIXED | 36.86 | PI7900-998 | 0 | 0.25142 | SUBURBS | 0 | 0 | 0 | 1 | Cond | 20 | 32.8084 | 1 | N | 0 |  | CIRC | ROAD | 0.7874 | Full | 0 | Other |  | 0.059055 | 0 | 25 | 0.013 | 0.32 | FIXED | 37.57 | PI7900-1280 | 0 | 0 | 0 | 0 | 0 | 0 | 0 | 0 | 0 | 0 | 0 | [11 empty] | 282.3993
0 | PI7900-998.1 |  |  | 0 | 0.059055 | 0 | 25 | 0.013 | 0 | -9.4193 | 18 | 350.828 | UNKN | Conduit | 18 | 1 |  | 0 | 107.6391 | 107.6391 | 0.0010764 | Estuary | 0 | FIXED | 39.68 | PI7809-649 | 0 | -0.80381 | SUBURBS | 0 | 0 | 0 | 1 | Cond | 20 | 32.8084 | 1 | N | 0 |  | CIRC | ROAD | 0.7874 | Full | 0 | Other |  | 0.059055 | 0 | 25 | 0.013 | 0.17 | FIXED | 36.86 | PI7900-998 | 0 | 0 | 0 | 0 | 0 | 0 | 0 | 0 | 0 | 0 | 0 | [11 empty] | 350.8309
0 | PI8502-250.1 |  |  | 0 | 0.059055 | 0 | 25 | 0.013 | 0 | 3.2091 | 12 | 250.4463 | UNKN | Conduit | 12 | 1 |  | 0 | 107.6391 | 107.6391 | 0.0010764 | Estuary | 0 | FIXED | 25.72 | PI8500-713 | 0 | 0.81094 | SUBURBS | 0 | 0 | 0 | 1 | Cond | 20 | 32.8084 | 1 | N | 0 |  | CIRC | ROAD | 0.7874 | Full | 0 | Other |  | 0.059055 | 0 | 25 | 0.013 | 0.75 | FIXED | 27.751 | PI8502-250 | 0 | 0 | 0 | 0 | 0 | 0 | 0 | 0 | 0 | 0 | 0 | [11 empty] | 250.4451
0 | PI8702-246.1 |  |  | 0 | 0.059055 | 0 | 25 | 0.013 | 0 | -1.7594 | 12 | 246.1361 | UNKN | Conduit | 12 | 1 |  | 0 | 107.6391 | 107.6391 | 0.0010764 | Estuary | 0 | FIXED | 24.29 | PI8700-942 | 0 | -0.24377 | SUBURBS | 0 | 0 | 0 | 1 | Cond | 20 | 32.8084 | 1 | N | 0 |  | CIRC | ROAD | 0.7874 | Full | 0 | Other |  | 0.059055 | 0 | 25 | 0.013 | 0.17 | FIXED | 23.69 | PI8702-246 | 0 | 0 | 0 | 0 | 0 | 0 | 0 | 0 | 0 | 0 | 0 | [11 empty] | 246.1357
0 | PI8700-942.1 |  |  | 0 | 0.059055 | 0 | 25 | 0.013 | 0 | -1.1106 | 12 | 216.1902 | UNKN | Conduit | 12 | 1 |  | 0 | 107.6391 | 107.6391 | 0.0010764 | Estuary | 0 | FIXED | 24.5 | PI8700-725 | 0 | -0.097137 | SUBURBS | 0 | 0 | 0 | 1 | Cond | 20 | 32.8084 | 1 | N | 0 |  | CIRC | ROAD | 0.7874 | Full | 0 | Other |  | 0.059055 | 0 | 25 | 0.013 | 0.17 | FIXED | 24.29 | PI8700-942 | 0 | 0 | 0 | 0 | 0 | 0 | 0 | 0 | 0 | 0 | 0 | [11 empty] | 216.1893
0 | PI8700-725.1 |  |  | 0 | 0.059055 | 0 | 25 | 0.013 | 0 | -5.1139 | 12 | 107.3115 | UNKN | Conduit | 12 | 1 |  | 0 | 107.6391 | 107.6391 | 0.0010764 | Estuary | 0 | FIXED | 26.71 | PI8700-618 | 0 | -2.0594 | SUBURBS | 0 | 0 | 0 | 1 | Cond | 20 | 32.8084 | 1 | N | 0 |  | CIRC | ROAD | 0.7874 | Full | 0 | Other |  | 0.059055 | 0 | 25 | 0.013 | 0.17 | FIXED | 24.5 | PI8700-725 | 0 | 0 | 0 | 0 | 0 | 0 | 0 | 0 | 0 | 0 | 0 | [11 empty] | 107.3117
0 | PI8700-618.1 |  |  | 0 | 0.059055 | 0 | 25 | 0.013 | 0 | 1.78 | 12 | 617.2472 | UNKN | Conduit | 12 | 1 |  | 0 | 107.6391 | 107.6391 | 0.0010764 | Estuary | 0 | FIXED | 25.17 | PI8400-1220 | 0 | 0.24949 | SUBURBS | 0 | 0 | 0 | 1 | Cond | 20 | 32.8084 | 1 | N | 0 |  | CIRC | ROAD | 0.7874 | Full | 0 | Other |  | 0.059055 | 0 | 25 | 0.013 | 0.17 | FIXED | 26.71 | PI8700-618 | 0 | 0 | 0 | 0 | 0 | 0 | 0 | 0 | 0 | 0 | 0 | [11 empty] | 618.0469
0 | PI6905-266.1 |  |  | 0 | 0.059055 | 0 | 25 | 0.013 | 0 | 1.7875 | 12 | 43.7196 | UNKN | Conduit | 12 | 1 |  | 0 | 107.6391 | 107.6391 | 0.0010764 | Estuary | 0 | FIXED | 14.24 | PI6905-222 | 0 | 0.2516 | SUBURBS | 0 | 0 | 0 | 1 | Cond | 20 | 32.8084 | 1 | N | 0 |  | CIRC | ROAD | 0.7874 | Full | 0 | Other |  | 0.059055 | 0 | 25 | 0.013 | 0.5 | FIXED | 14.35 | PI6905-266 | 0 | 0 | 0 | 0 | 0 | 0 | 0 | 0 | 0 | 0 | 0 | [11 empty] | 43.7193
0 | PI6501-45.1 |  |  | 0 | 0.059055 | 0 | 25 | 0.013 | 0 | 164.7752 | 30 | 44.9968 | UNKN | Conduit | 30 | 1 |  | 0 | 107.6391 | 107.6391 | 0.0010764 | Estuary | 0 | FIXED | 3.83 | PI6500-1693 | 0 | 16.1345 | SUBURBS | 0 | 0 | 0 | 1 | Cond | 20 | 32.8084 | 1 | N | 0 |  | CIRC | ROAD | 0.7874 | Full | 0 | Other |  | 0.059055 | 0 | 25 | 0.013 | 0.75 | FIXED | 11.09 | PI6501-45 | 0 | 0 | 0 | 0 | 0 | 0 | 0 | 0 | 0 | 0 | 0 | [11 empty] | 44.9965
0 | PI650201-45.1 |  |  | 0 | 0.059055 | 0 | 25 | 0.013 | 0 | 1.764 | 12 | 44.8908 | UNKN | Conduit | 12 | 1 |  | 0 | 107.6391 | 107.6391 | 0.0010764 | Estuary | 0 | FIXED | 13.42 | PI6502-353 | 0 | 0.24504 | SUBURBS | 0 | 0 | 0 | 1 | Cond | 20 | 32.8084 | 1 | N | 0 |  | CIRC | ROAD | 0.7874 | Full | 0 | Other |  | 0.059055 | 0 | 25 | 0.013 | 0.17 | FIXED | 13.53 | PI650201-45 | 0 | 0 | 0 | 0 | 0 | 0 | 0 | 0 | 0 | 0 | 0 | [11 empty] | 44.8902
0 | PI6906-132.1 |  |  | 0 | 0.059055 | 0 | 25 | 0.013 | 0 | 1.7825 | 12 | 131.8922 | UNKN | Conduit | 12 | 1 |  | 0 | 107.6391 | 107.6391 | 0.0010764 | Estuary | 0 | FIXED | 13.93 | PI6900-2880 | 0 | 0.2502 | SUBURBS | 0 | 0 | 0 | 1 | Cond | 20 | 32.8084 | 1 | N | 0 |  | CIRC | ROAD | 0.7874 | Full | 0 | Other |  | 0.059055 | 0 | 25 | 0.013 | 0.5 | FIXED | 14.26 | PI6906-132 | 0 | 0 | 0 | 0 | 0 | 0 | 0 | 0 | 0 | 0 | 0 | [11 empty] | 131.891
0 | PI6900-4326.1 |  |  | 0 | 0.059055 | 0 | 25 | 0.013 | 0 | 11.3044 | 24 | 248.3644 | UNKN | Conduit | 24 | 1 |  | 0 | 107.6391 | 107.6391 | 0.0010764 | Estuary | 0 | FIXED | 16.42 | PI6900-4077 | 0 | 0.24963 | SUBURBS | 0 | 0 | 0 | 1 | Cond | 20 | 32.8084 | 1 | N | 0 |  | CIRC | ROAD | 0.7874 | Full | 0 | Other |  | 0.059055 | 0 | 25 | 0.013 | 0.25 | FIXED | 17.04 | PI6900-4326 | 0 | 0 | 0 | 0 | 0 | 0 | 0 | 0 | 0 | 0 | 0 | [11 empty] | 248.3637
0 | PI6907-76.1 |  |  | 0 | 0.059055 | 0 | 25 | 0.013 | 0 | 1.781 | 12 | 76.0686 | UNKN | Conduit | 12 | 1 |  | 0 | 107.6391 | 107.6391 | 0.0010764 | Estuary | 0 | FIXED | 16.42 | PI6900-4077 | 0 | 0.24977 | SUBURBS | 0 | 0 | 0 | 1 | Cond | 20 | 32.8084 | 1 | N | 0 |  | CIRC | ROAD | 0.7874 | Full | 0 | Other |  | 0.059055 | 0 | 25 | 0.013 | 0.5 | FIXED | 16.61 | PI6907-76 | 0 | 0 | 0 | 0 | 0 | 0 | 0 | 0 | 0 | 0 | 0 | [11 empty] | 76.0681
0 | PI6501-1141.1 |  |  | 0 | 0.059055 | 0 | 25 | 0.013 | 0 | 4.5133 | 15 | 65.8264 | UNKN | Conduit | 15 | 1 |  | 0 | 107.6391 | 107.6391 | 0.0010764 | Estuary | 0 | FIXED | 13.6788 | PI6501-1075 | 0 | 0.48796 | SUBURBS | 0 | 0 | 0 | 1 | Cond | 20 | 32.8084 | 1 | N | 0 |  | CIRC | ROAD | 0.7874 | Full | 0 | Other |  | 0.059055 | 0 | 25 | 0.013 | 0.5 | FIXED | 14 | PI6501-1141 | 0 | 0 | 0 | 0 | 0 | 0 | 0 | 0 | 0 | 0 | 0 | [11 empty] | 65.8264
0 | PI690404-541.1 |  |  | 0 | 0.059055 | 0 | 25 | 0.013 | 0 | 1.7804 | 12 | 540.8103 | UNKN | Conduit | 12 | 1 |  | 0 | 107.6391 | 107.6391 | 0.0010764 | Estuary | 0 | FIXED | 18.69 | PI690403-902 | 0 | 0.24963 | SUBURBS | 0 | 0 | 0 | 1 | Cond | 20 | 32.8084 | 1 | N | 0 |  | CIRC | ROAD | 0.7874 | Full | 0 | Other |  | 0.059055 | 0 | 25 | 0.013 | 0.17 | FIXED | 20.04 | PI690404-541 | 0 | 0 | 0 | 0 | 0 | 0 | 0 | 0 | 0 | 0 | 0 | [11 empty] | 540.8089
0 | PI6602-29.1 |  |  | 0 | 0.059055 | 0 | 25 | 0.013 | 0 | 1.7563 | 12 | 28.8184 | UNKN | Conduit | 12 | 1 |  | 0 | 107.6391 | 107.6391 | 0.0010764 | Estuary | 0 | FIXED | 7.68 | PI6600-979 | 0 | 0.2429 | SUBURBS | 0 | 0 | 0 | 1 | Cond | 20 | 32.8084 | 1 | N | 0 |  | CIRC | ROAD | 0.7874 | Full | 0 | Other |  | 0.059055 | 0 | 25 | 0.013 | 0.5 | FIXED | 7.75 | PI6602-29 | 0 | 0 | 0 | 0 | 0 | 0 | 0 | 0 | 0 | 0 | 0 | [11 empty] | 28.8189
0 | PI6902-30.1 |  |  | 0 | 0.059055 | 0 | 25 | 0.013 | 0 | 1.7232 | 12 | 29.9376 | UNKN | Conduit | 12 | 1 |  | 0 | 107.6391 | 107.6391 | 0.0010764 | Estuary | 0 | FIXED | 10.59 | PI6900-932 | 0 | 0.23382 | SUBURBS | 0 | 0 | 0 | 1 | Cond | 20 | 32.8084 | 1 | N | 0 |  | CIRC | ROAD | 0.7874 | Full | 0 | Other |  | 0.059055 | 0 | 25 | 0.013 | 0.5 | FIXED | 10.66 | PI6902-30 | 0 | 0 | 0 | 0 | 0 | 0 | 0 | 0 | 0 | 0 | 0 | [11 empty] | 29.938
0 | PI3600-131.1 |  |  | 0 | 0.059055 | 0 | 25 | 0.013 | 0 | 2.2044 | 12 | 130.6626 | UNKN | Conduit | 12 | 1 |  | 0 | 107.6391 | 107.6391 | 0.0010764 | Estuary | 1 | FIXED | 60.5 | CC0300-8183 | 0 | 0.38266 | SUBURBS | 0 | 0 | 0 | 1 | Cond | 20 | 32.8084 | 1 | N | 0 |  | CIRC | ROAD | 0.7874 | Full | 0 | Other |  | 0.059055 | 0 | 25 | 0.013 | 0.5 | FIXED | 61 | PI3600-131 | 0 | 0 | 0 | 0 | 0 | 0 | 0 | 0 | 0 | 0 | 0 | [11 empty] | 130.662
0 | PI9604-472.1 |  |  | 0 | 0.059055 | 0 | 25 | 0.013 | 0 | 2.8725 | 12 | 186.2229 | UNKN | Conduit | 12 | 1 |  | 0 | 107.6391 | 107.6391 | 0.0010764 | Estuary | 0 | FIXED | 87.29 | PI9604-285 | 0 | 0.64976 | SUBURBS | 0 | 0 | 0 | 1 | Cond | 20 | 32.8084 | 1 | N | 0 |  | CIRC | ROAD | 0.7874 | Full | 0 | Other |  | 0.059055 | 0 | 25 | 0.013 | 0.5 | FIXED | 88.5 | PI9604-472 | 0 | 0 | 0 | 0 | 0 | 0 | 0 | 0 | 0 | 0 | 0 | [11 empty] | 186.2228
0 | PI8301-26.1 |  |  | 0 | 0.059055 | 0 | 25 | 0.013 | 0 | -1.6966 | 12 | 25.8102 | UNKN | Conduit | 12 | 1 |  | 0 | 107.6391 | 107.6391 | 0.0010764 | Estuary | 0 | FIXED | 25.671 | PI8300-48 | 0 | -0.22667 | SUBURBS | 0 | 0 | 0 | 1 | Cond | 20 | 32.8084 | 1 | N | 0 |  | CIRC | ROAD | 0.7874 | Full | 0 | Other |  | 0.059055 | 0 | 25 | 0.013 | 0.17 | FIXED | 25.6125 | PI8301-26 | 0 | 0 | 0 | 0 | 0 | 0 | 0 | 0 | 0 | 0 | 0 | [11 empty] | 25.8106
0 | PI8201-342.1 |  |  | 0 | 0.059055 | 0 | 25 | 0.013 | 0 | 0.50976 | 12 | 43.5389 | UNKN | Conduit | 12 | 1 |  | 0 | 107.6391 | 107.6391 | 0.0010764 | Estuary | 0 | FIXED | 25.8411 | PI8201-299 | 0 | 0.020463 | SUBURBS | 0 | 0 | 0 | 1 | Cond | 20 | 32.8084 | 1 | N | 0 |  | CIRC | ROAD | 0.7874 | Full | 0 | Other |  | 0.059055 | 0 | 25 | 0.013 | 0.5 | FIXED | 25.85 | PI8201-342 | 0 | 0 | 0 | 0 | 0 | 0 | 0 | 0 | 0 | 0 | 0 | [11 empty] | 43.539
0 | PI7804-1929.1 |  |  | 0 | 0.059055 | 0 | 25 | 0.013 | 0 | 1.7123 | 12 | 25.9864 | UNKN | Conduit | 12 | 1 |  | 0 | 107.6391 | 107.6391 | 0.0010764 | Estuary | 0 | FIXED | 35.99 | PI7804-1903 | 0 | 0.23089 | SUBURBS | 0 | 0 | 0 | 1 | Cond | 20 | 32.8084 | 1 | N | 0 |  | CIRC | ROAD | 0.7874 | Full | 0 | Other |  | 0.059055 | 0 | 25 | 0.013 | 0.17 | FIXED | 36.05 | PI7804-1929 | 0 | 0 | 0 | 0 | 0 | 0 | 0 | 0 | 0 | 0 | 0 | [11 empty] | 25.9866
0 | PI7804-2269.1 |  |  | 0 | 0.059055 | 0 | 25 | 0.013 | 0 | 1.7002 | 12 | 289.9589 | UNKN | Conduit | 12 | 1 |  | 0 | 107.6391 | 107.6391 | 0.0010764 | Estuary | 0 | FIXED | 36.18 | PI7804-1979 | 0 | 0.22762 | SUBURBS | 0 | 0 | 0 | 1 | Cond | 20 | 32.8084 | 1 | N | 0 |  | CIRC | ROAD | 0.7874 | Full | 0 | Other |  | 0.059055 | 0 | 25 | 0.013 | 0.5 | FIXED | 36.84 | PI7804-2269 | 0 | 0 | 0 | 0 | 0 | 0 | 0 | 0 | 0 | 0 | 0 | [11 empty] | 289.9584
0 | PI7804-2339.1 |  |  | 0 | 0.059055 | 0 | 25 | 0.013 | 0 | 1.7565 | 12 | 69.9732 | UNKN | Conduit | 12 | 1 |  | 0 | 107.6391 | 107.6391 | 0.0010764 | Estuary | 0 | FIXED | 36.84 | PI7804-2269 | 0 | 0.24295 | SUBURBS | 0 | 0 | 0 | 1 | Cond | 20 | 32.8084 | 1 | N | 0 |  | CIRC | ROAD | 0.7874 | Full | 0 | Other |  | 0.059055 | 0 | 25 | 0.013 | 0.5 | FIXED | 37.01 | PI7804-2339 | 0 | 0 | 0 | 0 | 0 | 0 | 0 | 0 | 0 | 0 | 0 | [11 empty] | 69.9729
0 | PI110202-12.1 |  |  | 0 | 0.059055 | 0 | 25 | 0.013 | 0 | 1.7821 | 12 | 11.9951 | UNKN | Conduit | 12 | 1 |  | 0 | 107.6391 | 107.6391 | 0.0010764 | Estuary | 0 | FIXED | 17.47 | PI1102-138 | 0 | 0.2501 | SUBURBS | 0 | 0 | 0 | 1 | Cond | 20 | 32.8084 | 1 | N | 0 |  | CIRC | ROAD | 0.7874 | Full | 0 | Other |  | 0.059055 | 0 | 25 | 0.013 | 0.25 | FIXED | 17.5 | PI110202-12 | 0 | 0 | 0 | 0 | 0 | 0 | 0 | 0 | 0 | 0 | 0 | [11 empty] | 11.995
0 | PI1103-1025.1 |  |  | 0 | 0.059055 | 0 | 25 | 0.013 | 0 | 1.7837 | 12 | 711.4288 | UNKN | Conduit | 12 | 1 |  | 0 | 107.6391 | 107.6391 | 0.0010764 | Estuary | 0 | FIXED | 23.3075 | PI1103-314 | 0 | 0.25055 | SUBURBS | 0 | 0 | 0 | 1 | Cond | 20 | 32.8084 | 1 | N | 0 |  | CIRC | ROAD | 0.7874 | Full | 0 | Other |  | 0.059055 | 0 | 25 | 0.013 | 0.5 | FIXED | 25.09 | PI1103-1025 | 0 | 0 | 0 | 0 | 0 | 0 | 0 | 0 | 0 | 0 | 0 | [11 empty] | 711.4269
0 | PI3700-4417.1 |  |  | 0 | 0.059055 | 0 | 25 | 0.013 | 0 | 1.9214 | 12 | 156.0633 | UNKN | Conduit | 12 | 1 |  | 0 | 107.6391 | 107.6391 | 0.0010764 | Estuary | 0 | FIXED | 68.5463 | PI3700-4261 | 0 | 0.29073 | SUBURBS | 0 | 0 | 0 | 1 | Cond | 20 | 32.8084 | 1 | N | 0 |  | CIRC | ROAD | 0.7874 | Full | 0 | Other |  | 0.059055 | 0 | 25 | 0.013 | 0.5 | FIXED | 69 | PI3700-4417 | 0 | 0 | 0 | 0 | 0 | 0 | 0 | 0 | 0 | 0 | 0 | [11 empty] | 156.0632
0 | PI820101-35.2 |  |  | 0 | 0.059055 | 0 | 25 | 0.013 | 0 | 3.7573 | 12 | 326.2601 | UNKN | Conduit | 12 | 1 |  | 0 | 107.6391 | 107.6391 | 0.0010764 | Estuary | 0 | FIXED | 26.3147 | PI8300-48 | 0 | 1.1117 | SUBURBS | 0 | 0 | 0 | 2 | Cond | 20 | 32.8084 | 1 | N | 0 |  | CIRC | ROAD | 0.7874 | Full | 0 | Other |  | 0.059055 | 0 | 25 | 0.013 | 0.5 | FIXED | 29.9418 | PI820101-35 | 0 | 0 | 0 | 0 | 0 | 0 | 0 | 0 | 0 | 0 | 0 | [11 empty] | 326.2592
0 | PI4600-786.1 |  |  | 0 | 0.059055 | 0 | 25 | 0.013 | 0 | 3.2779 | 12 | 212.0451 | UNKN | Conduit | 12 | 1 |  | 0 | 107.6391 | 107.6391 | 0.0010764 | Estuary | 0 | FIXED | 80.9497 | PI4600-574 | 0 | 0.84608 | SUBURBS | 0 | 0 | 0 | 1 | Cond | 20 | 32.8084 | 1 | N | 0 |  | CIRC | ROAD | 0.7874 | Full | 0 | Other |  | 0.059055 | 0 | 25 | 0.013 | 0.18 | FIXED | 82.7438 | PI4600-786 | 0 | 0 | 0 | 0 | 0 | 0 | 0 | 0 | 0 | 0 | 0 | [11 empty] | 212.1738
0 | PI7800-11374.1 |  |  | 0 | 0.059055 | 0 | 25 | 0.013 | 0 | 2.1101 | 12 | 278.6132 | UNKN | Conduit | 12 | 1 |  | 0 | 107.6391 | 107.6391 | 0.0010764 | Estuary | 0 | FIXED | 50.1 | PI7800-11095 | 0 | 0.35063 | SUBURBS | 0 | 0 | 0 | 1 | Cond | 20 | 32.8084 | 1 | N | 0 |  | CIRC | ROAD | 0.7874 | Full | 0 | Other |  | 0.059055 | 0 | 25 | 0.013 | 0.17 | FIXED | 51.0769 | PI7800-11374 | 0 | 0 | 0 | 0 | 0 | 0 | 0 | 0 | 0 | 0 | 0 | [11 empty] | 278.6124
0 | PI8011-35.1 |  |  | 0 | 0.059055 | 0 | 25 | 0.013 | 0 | 2.6325 | 12 | 34.9714 | UNKN | Conduit | 12 | 1 |  | 0 | 107.6391 | 107.6391 | 0.0010764 | Estuary | 0 | FIXED | 57.734 | PI8000-5724 | 0 | 0.54571 | SUBURBS | 0 | 0 | 0 | 1 | Cond | 20 | 32.8084 | 1 | N | 0 |  | CIRC | ROAD | 0.7874 | Full | 0 | Other |  | 0.059055 | 0 | 25 | 0.013 | 0.17 | FIXED | 57.9249 | PI8011-35 | 0 | 0 | 0 | 0 | 0 | 0 | 0 | 0 | 0 | 0 | 0 | [11 empty] | 34.9717
0 | PI7711-442.1 |  |  | 0 | 0.059055 | 0 | 25 | 0.013 | 0 | 2.5728 | 12 | 26.8202 | UNKN | Conduit | 12 | 1 |  | 0 | 107.6391 | 107.6391 | 0.0010764 | Estuary | 0 | FIXED | 44.8602 | PI7711-415 | 0 | 0.52125 | SUBURBS | 0 | 0 | 0 | 1 | Cond | 20 | 32.8084 | 1 | N | 0 |  | CIRC | ROAD | 0.7874 | Full | 0 | Other |  | 0.059055 | 0 | 25 | 0.013 | 0.5 | FIXED | 45 | PI7711-442 | 0 | 0 | 0 | 0 | 0 | 0 | 0 | 0 | 0 | 0 | 0 | [11 empty] | 26.82
0 | PI800101-17.1 |  |  | 0 | 0.059055 | 0 | 25 | 0.013 | 0 | 3.2842 | 12 | 16.7695 | UNKN | Conduit | 12 | 1 |  | 0 | 107.6391 | 107.6391 | 0.0010764 | Estuary | 0 | FIXED | 42.8576 | PI8001-385 | 0 | 0.84934 | SUBURBS | 0 | 0 | 0 | 1 | Cond | 20 | 32.8084 | 1 | N | 0 |  | CIRC | ROAD | 0.7874 | Full | 0 | Other |  | 0.059055 | 0 | 25 | 0.013 | 0.5 | FIXED | 43 | PI800101-17 | 0 | 0 | 0 | 0 | 0 | 0 | 0 | 0 | 0 | 0 | 0 | [11 empty] | 16.7692
0 | PI6904-2012.1 |  |  | 0 | 0.059055 | 0 | 25 | 0.013 | 0 | 1.7827 | 12 | 59.9351 | UNKN | Conduit | 12 | 1 |  | 0 | 107.6391 | 107.6391 | 0.0010764 | Estuary | 0 | FIXED | 21.09 | PI6904-1952 | 0 | 0.25027 | SUBURBS | 0 | 0 | 0 | 1 | Cond | 20 | 32.8084 | 1 | N | 0 |  | CIRC | ROAD | 0.7874 | Full | 0 | Other |  | 0.059055 | 0 | 25 | 0.013 | 0.5 | FIXED | 21.24 | PI6904-2012 | 0 | 0 | 0 | 0 | 0 | 0 | 0 | 0 | 0 | 0 | 0 | [11 empty] | 59.9352
0 | PI8702-500.1 |  |  | 0 | 0.059055 | 0 | 25 | 0.013 | 0 | 0.77526 | 12 | 253.545 | UNKN | Conduit | 12 | 1 |  | 0 | 107.6391 | 107.6391 | 0.0010764 | Estuary | 0 | FIXED | 23.69 | PI8702-246 | 0 | 0.047329 | SUBURBS | 0 | 0 | 0 | 1 | Cond | 20 | 32.8084 | 1 | N | 0 |  | CIRC | ROAD | 0.7874 | Full | 0 | Other |  | 0.059055 | 0 | 25 | 0.013 | 0.3 | FIXED | 23.81 | PI8702-500 | 0 | 0 | 0 | 0 | 0 | 0 | 0 | 0 | 0 | 0 | 0 | [11 empty] | 253.5441
0 | PI0301-103.1 |  |  | 0 | 0.059055 | 0 | 25 | 0.013 | 0 | 1.7951 | 12 | 103.1378 | UNKN | Conduit | 12 | 1 |  | 0 | 107.6391 | 107.6391 | 0.0010764 | Estuary | 0 | FIXED | 21.7383 | PI0300-8763 | 0 | 0.25377 | SUBURBS | 0 | 0 | 0 | 1 | Cond | 20 | 32.8084 | 1 | N | 0 |  | CIRC | ROAD | 0.7874 | Full | 0 | Other |  | 0.059055 | 0 | 25 | 0.013 | 0.5 | FIXED | 22 | PI0301-103 | 0 | 0 | 0 | 0 | 0 | 0 | 0 | 0 | 0 | 0 | 0 | [11 empty] | 103.1372
0 | PI9604-285.1 |  |  | 0 | 0.059055 | 0 | 25 | 0.013 | 0 | 1.8162 | 12 | 38.497 | UNKN | Conduit | 12 | 1 |  | 0 | 107.6391 | 107.6391 | 0.0010764 | Estuary | 0 | FIXED | 87.19 | PI9604-247 | 0 | 0.25976 | SUBURBS | 0 | 0 | 0 | 1 | Cond | 20 | 32.8084 | 1 | N | 0 |  | CIRC | ROAD | 0.7874 | Full | 0 | Other |  | 0.059055 | 0 | 25 | 0.013 | 0.75 | FIXED | 87.29 | PI9604-285 | 0 | 0 | 0 | 0 | 0 | 0 | 0 | 0 | 0 | 0 | 0 | [11 empty] | 38.4964
0 | PI0302-456.1 |  |  | 0 | 0.059055 | 0 | 25 | 0.013 | 0 | 2.9181 | 15 | 455.9124 | UNKN | Conduit | 15 | 1 |  | 0 | 107.6391 | 107.6391 | 0.0010764 | Estuary | 0 | FIXED | 20.92 | PI0300-9285 | 0 | 0.20399 | SUBURBS | 0 | 0 | 0 | 1 | Cond | 20 | 32.8084 | 1 | N | 0 |  | CIRC | ROAD | 0.7874 | Full | 0 | Other |  | 0.059055 | 0 | 25 | 0.013 | 0.17 | FIXED | 21.85 | PI0302-456 | 0 | 0 | 0 | 0 | 0 | 0 | 0 | 0 | 0 | 0 | 0 | [11 empty] | 455.8748
0 | PI1200-75.1 |  |  | 0 | 0.059055 | 0 | 25 | 0.013 | 0 | 50.6375 | 42 | 75.0188 | UNKN | Conduit | 42 | 1 |  | 0 | 107.6391 | 107.6391 | 0.0010764 | Estuary | 0 | FIXED | 16.42 | PI0800-7771 | 0 | 0.25327 | SUBURBS | 0 | 0 | 0 | 1 | Cond | 20 | 32.8084 | 1 | N | 0 |  | CIRC | ROAD | 0.7874 | Full | 0 | Other |  | 0.059055 | 0 | 25 | 0.013 | 0.65 | FIXED | 16.61 | PI1200-75 | 0 | 0 | 0 | 0 | 0 | 0 | 0 | 0 | 0 | 0 | 0 | [11 empty] | 75.0189
0 | PI110301-45.1 |  |  | 0 | 0.059055 | 0 | 25 | 0.013 | 0 | 2.3639 | 12 | 45.4514 | UNKN | Conduit | 12 | 1 |  | 0 | 107.6391 | 107.6391 | 0.0010764 | Estuary | 0 | FIXED | 23.3 | PI1103-314 | 0 | 0.44003 | SUBURBS | 0 | 0 | 0 | 1 | Cond | 20 | 32.8084 | 1 | N | 0 |  | CIRC | ROAD | 0.7874 | Full | 0 | Other |  | 0.059055 | 0 | 25 | 0.013 | 0.17 | FIXED | 23.5 | PI110301-45 | 0 | 0 | 0 | 0 | 0 | 0 | 0 | 0 | 0 | 0 | 0 | [11 empty] | 45.451
0 | PI1106-43.1 |  |  | 0 | 0.059055 | 0 | 25 | 0.013 | 0 | 1.8164 | 12 | 42.3383 | UNKN | Conduit | 12 | 1 |  | 0 | 107.6391 | 107.6391 | 0.0010764 | Estuary | 0 | FIXED | 23.71 | PI1100-1973 | 0 | 0.25981 | SUBURBS | 0 | 0 | 0 | 1 | Cond | 20 | 32.8084 | 1 | N | 0 |  | CIRC | ROAD | 0.7874 | Full | 0 | Other |  | 0.059055 | 0 | 25 | 0.013 | 0.5 | FIXED | 23.82 | PI1106-43 | 0 | 0 | 0 | 0 | 0 | 0 | 0 | 0 | 0 | 0 | 0 | [11 empty] | 42.5771
0 | PI120101-498.1 |  |  | 0 | 0.059055 | 0 | 25 | 0.013 | 0 | 2.91 | 12 | 41.1781 | UNKN | Conduit | 12 | 1 |  | 0 | 107.6391 | 107.6391 | 0.0010764 | Estuary | 0 | FIXED | 23.7254 | PI120101-457 | 0 | 0.66685 | SUBURBS | 0 | 0 | 0 | 1 | Cond | 20 | 32.8084 | 1 | N | 0 |  | CIRC | ROAD | 0.7874 | Full | 0 | Other |  | 0.059055 | 0 | 25 | 0.013 | 0.25 | FIXED | 24 | PI120101-498 | 0 | 0 | 0 | 0 | 0 | 0 | 0 | 0 | 0 | 0 | 0 | [11 empty] | 41.178
0 | PI1201-1184.1 |  |  | 0 | 0.059055 | 0 | 25 | 0.013 | 0 | 1.778 | 12 | 42.9648 | UNKN | Conduit | 12 | 1 |  | 0 | 107.6391 | 107.6391 | 0.0010764 | Estuary | 0 | FIXED | 22.893 | PI1201-1141 | 0 | 0.24893 | SUBURBS | 0 | 0 | 0 | 1 | Cond | 20 | 32.8084 | 1 | N | 0 |  | CIRC | ROAD | 0.7874 | Full | 0 | Other |  | 0.059055 | 0 | 25 | 0.013 | 0.25 | FIXED | 23 | PI1201-1184 | 0 | 0 | 0 | 0 | 0 | 0 | 0 | 0 | 0 | 0 | 0 | [11 empty] | 42.965
0 | PI110501-90.1 |  |  | 0 | 0.059055 | 0 | 25 | 0.013 | 0 | 1.7689 | 12 | 64.9326 | UNKN | Conduit | 12 | 1 |  | 0 | 107.6391 | 107.6391 | 0.0010764 | Estuary | 0 | FIXED | 23.91 | PI110501-25 | 0 | 0.24641 | SUBURBS | 0 | 0 | 0 | 1 | Cond | 20 | 32.8084 | 1 | N | 0 |  | CIRC | ROAD | 0.7874 | Full | 0 | Other |  | 0.059055 | 0 | 25 | 0.013 | 0.26 | FIXED | 24.07 | PI110501-90 | 0 | 0 | 0 | 0 | 0 | 0 | 0 | 0 | 0 | 0 | 0 | [11 empty] | 64.932
0 | PI5200-890.1 |  |  | 0 | 0.059055 | 0 | 25 | 0.013 | 0 | 2.6412 | 12 | 298.5484 | UNKN | Conduit | 12 | 1 |  | 0 | 107.6391 | 107.6391 | 0.0010764 | Estuary | 0 | FIXED | 125.75 | PI5200-591 | 0 | 0.54932 | SUBURBS | 0 | 0 | 0 | 1 | Cond | 20 | 32.8084 | 1 | N | 0 |  | CIRC | ROAD | 0.7874 | Full | 0 | Other |  | 0.059055 | 0 | 25 | 0.013 | 0.17 | FIXED | 127.39 | PI5200-890 | 0 | 0 | 0 | 0 | 0 | 0 | 0 | 0 | 0 | 0 | 0 | [11 empty] | 298.548
0 | PI5200-591.1 |  |  | 0 | 0.059055 | 0 | 25 | 0.013 | 0 | 6.8593 | 12 | 44.2642 | UNKN | Conduit | 12 | 1 |  | 0 | 107.6391 | 107.6391 | 0.0010764 | Estuary | 0 | FIXED | 124.11 | PI5200-547 | 0 | 3.705 | SUBURBS | 0 | 0 | 0 | 1 | Cond | 20 | 32.8084 | 1 | N | 0 |  | CIRC | ROAD | 0.7874 | Full | 0 | Other |  | 0.059055 | 0 | 25 | 0.013 | 0.53 | FIXED | 125.75 | PI5200-591 | 0 | 0 | 0 | 0 | 0 | 0 | 0 | 0 | 0 | 0 | 0 | [11 empty] | 44.2642
0 | PI0600-1737.1 |  |  | 0 | 0.059055 | 0 | 25 | 0.013 | 0 | 2.5181 | 18 | 139.2631 | UNKN | Conduit | 18 | 1 |  | 0 | 107.6391 | 107.6391 | 0.0010764 | Estuary | 0 | FIXED | 43.27 | PI0600-1597 | 0 | 0.057445 | SUBURBS | 0 | 0 | 0 | 1 | Cond | 20 | 32.8084 | 1 | N | 0 |  | CIRC | ROAD | 0.7874 | Full | 0 | Other |  | 0.059055 | 0 | 25 | 0.013 | 0.17 | FIXED | 43.35 | PI0600-1737 | 0 | 0 | 0 | 0 | 0 | 0 | 0 | 0 | 0 | 0 | 0 | [11 empty] | 139.2577
0 | PI0700-2964.1 |  |  | 0 | 0.059055 | 0 | 25 | 0.013 | 0 | 41.0255 | 36 | 359.541 | UNKN | Conduit | 36 | 1 |  | 0 | 107.6391 | 107.6391 | 0.0010764 | Estuary | 0 | FIXED | 45.45 | PI0700-2604 | 0 | 0.37826 | SUBURBS | 0 | 0 | 0 | 1 | Cond | 20 | 32.8084 | 1 | N | 0 |  | CIRC | ROAD | 0.7874 | Full | 0 | Other |  | 0.059055 | 0 | 25 | 0.013 | 0.17 | FIXED | 46.81 | PI0700-2964 | 0 | 0 | 0 | 0 | 0 | 0 | 0 | 0 | 0 | 0 | 0 | [11 empty] | 359.5017
0 | PI5700-1355.1 |  |  | 0 | 0.059055 | 0 | 25 | 0.013 | 0 | 5.6611 | 12 | 79.2499 | UNKN | Conduit | 12 | 1 |  | 0 | 107.6391 | 107.6391 | 0.0010764 | Estuary | 0 | FIXED | 41.42 | PI5700-1276 | 0 | 2.5237 | SUBURBS | 0 | 0 | 0 | 1 | Cond | 20 | 32.8084 | 1 | N | 0 |  | CIRC | ROAD | 0.7874 | Full | 0 | Other |  | 0.059055 | 0 | 25 | 0.013 | 0.5 | FIXED | 43.42 | PI5700-1355 | 0 | 0 | 0 | 0 | 0 | 0 | 0 | 0 | 0 | 0 | 0 | [11 empty] | 79.2491
0 | PI0600-3099.1 |  |  | 0 | 0.059055 | 0 | 25 | 0.013 | 0 | 2.644 | 12 | 303.3571 | UNKN | Conduit | 12 | 1 |  | 0 | 107.6391 | 107.6391 | 0.0010764 | Estuary | 0 | FIXED | 45.48 | PI0600-2796 | 0 | 0.55051 | SUBURBS | 0 | 0 | 0 | 1 | Cond | 20 | 32.8084 | 1 | N | 0 |  | CIRC | ROAD | 0.7874 | Full | 0 | Other |  | 0.059055 | 0 | 25 | 0.013 | 0.51 | FIXED | 47.15 | PI0600-3099 | 0 | 0 | 0 | 0 | 0 | 0 | 0 | 0 | 0 | 0 | 0 | [11 empty] | 303.3469
0 | PI0600-3154.1 |  |  | 0 | 0.059055 | 0 | 25 | 0.013 | 0 | 2.8044 | 12 | 54.8988 | UNKN | Conduit | 12 | 1 |  | 0 | 107.6391 | 107.6391 | 0.0010764 | Estuary | 0 | FIXED | 47.15 | PI0600-3099 | 0 | 0.61932 | SUBURBS | 0 | 0 | 0 | 1 | Cond | 20 | 32.8084 | 1 | N | 0 |  | CIRC | ROAD | 0.7874 | Full | 0 | Other |  | 0.059055 | 0 | 25 | 0.013 | 0.5 | FIXED | 47.49 | PI0600-3154 | 0 | 0 | 0 | 0 | 0 | 0 | 0 | 0 | 0 | 0 | 0 | [11 empty] | 54.8982
0 | PI0600-2796.1 |  |  | 0 | 0.059055 | 0 | 25 | 0.013 | 0 | 2.775 | 12 | 70.9081 | UNKN | Conduit | 12 | 1 |  | 0 | 107.6391 | 107.6391 | 0.0010764 | Estuary | 0 | FIXED | 45.05 | PI0600-2725 | 0 | 0.60642 | SUBURBS | 0 | 0 | 0 | 1 | Cond | 20 | 32.8084 | 1 | N | 0 |  | CIRC | ROAD | 0.7874 | Full | 0 | Other |  | 0.059055 | 0 | 25 | 0.013 | 0.17 | FIXED | 45.48 | PI0600-2796 | 0 | 0 | 0 | 0 | 0 | 0 | 0 | 0 | 0 | 0 | 0 | [11 empty] | 70.9039
0 | PI5808-32.1 |  |  | 0 | 0.059055 | 0 | 25 | 0.013 | 0 | 3.2657 | 12 | 32.1508 | UNKN | Conduit | 12 | 1 |  | 0 | 107.6391 | 107.6391 | 0.0010764 | Estuary | 0 | FIXED | 47.94 | PI5800-2581 | 0 | 0.83979 | SUBURBS | 0 | 0 | 0 | 1 | Cond | 20 | 32.8084 | 1 | N | 0 |  | CIRC | ROAD | 0.7874 | Full | 0 | Other |  | 0.059055 | 0 | 25 | 0.013 | 0.5 | FIXED | 48.21 | PI5808-32 | 0 | 0 | 0 | 0 | 0 | 0 | 0 | 0 | 0 | 0 | 0 | [11 empty] | 32.1506
0 | PI5814-33.1 |  |  | 0 | 0.059055 | 0 | 25 | 0.013 | 0 | 10.9991 | 12 | 32.7498 | UNKN | Conduit | 12 | 1 |  | 0 | 107.6391 | 107.6391 | 0.0010764 | Estuary | 0 | FIXED | 49.07 | PI5800-3962 | 0 | 9.5268 | SUBURBS | 0 | 0 | 0 | 1 | Cond | 20 | 32.8084 | 1 | N | 0 |  | CIRC | ROAD | 0.7874 | Full | 0 | Other |  | 0.059055 | 0 | 25 | 0.013 | 0.5 | FIXED | 52.19 | PI5814-33 | 0 | 0 | 0 | 0 | 0 | 0 | 0 | 0 | 0 | 0 | 0 | [11 empty] | 32.7496
0 | PI5807-81.1 |  |  | 0 | 0.059055 | 0 | 25 | 0.013 | 0 | 1.7656 | 12 | 81.4744 | UNKN | Conduit | 12 | 1 |  | 0 | 107.6391 | 107.6391 | 0.0010764 | Estuary | 0 | FIXED | 47.29 | PI5800-2365 | 0 | 0.24548 | SUBURBS | 0 | 0 | 0 | 1 | Cond | 20 | 32.8084 | 1 | N | 0 |  | CIRC | ROAD | 0.7874 | Full | 0 | Other |  | 0.059055 | 0 | 25 | 0.013 | 0.5 | FIXED | 47.49 | PI5807-81 | 0 | 0 | 0 | 0 | 0 | 0 | 0 | 0 | 0 | 0 | 0 | [11 empty] | 81.4742
0 | PI5811-210.1 |  |  | 0 | 0.059055 | 0 | 25 | 0.013 | 0 | 4.6976 | 12 | 210.04 | UNKN | Conduit | 12 | 1 |  | 0 | 107.6391 | 107.6391 | 0.0010764 | Estuary | 0 | FIXED | 45.24 | PI5800-2752 | 0 | 1.7378 | SUBURBS | 0 | 0 | 0 | 1 | Cond | 20 | 32.8084 | 1 | N | 0 |  | CIRC | ROAD | 0.7874 | Full | 0 | Other |  | 0.059055 | 0 | 25 | 0.013 | 0.5 | FIXED | 48.89 | PI5811-210 | 0 | 0 | 0 | 0 | 0 | 0 | 0 | 0 | 0 | 0 | 0 | [11 empty] | 210.0396
0 | PI5803-86.1 |  |  | 0 | 0.059055 | 0 | 25 | 0.013 | 0 | 6.6 | 12 | 86.2933 | UNKN | Conduit | 12 | 1 |  | 0 | 107.6391 | 107.6391 | 0.0010764 | Estuary | 0 | FIXED | 41.86 | PI5800-1547 | 0 | 3.4302 | SUBURBS | 0 | 0 | 0 | 1 | Cond | 20 | 32.8084 | 1 | N | 0 |  | CIRC | ROAD | 0.7874 | Full | 0 | Other |  | 0.059055 | 0 | 25 | 0.013 | 0.5 | FIXED | 44.82 | PI5803-86 | 0 | 0 | 0 | 0 | 0 | 0 | 0 | 0 | 0 | 0 | 0 | [11 empty] | 86.2814
0 | PI5809-80.1 |  |  | 0 | 0.059055 | 0 | 25 | 0.013 | 0 | 5.2756 | 12 | 79.849 | UNKN | Conduit | 12 | 1 |  | 0 | 107.6391 | 107.6391 | 0.0010764 | Estuary | 0 | FIXED | 47.94 | PI5800-2581 | 0 | 2.1916 | SUBURBS | 0 | 0 | 0 | 1 | Cond | 20 | 32.8084 | 1 | N | 0 |  | CIRC | ROAD | 0.7874 | Full | 0 | Other |  | 0.059055 | 0 | 25 | 0.013 | 0.5 | FIXED | 49.69 | PI5809-80 | 0 | 0 | 0 | 0 | 0 | 0 | 0 | 0 | 0 | 0 | 0 | [11 empty] | 79.8494
0 | PI7813-52.1 |  |  | 0 | 0.059055 | 0 | 25 | 0.013 | 0 | 1.7833 | 12 | 51.9105 | UNKN | Conduit | 12 | 1 |  | 0 | 107.6391 | 107.6391 | 0.0010764 | Estuary | 0 | FIXED | 41.79 | PI7800-8035 | 0 | 0.25043 | SUBURBS | 0 | 0 | 0 | 1 | Cond | 20 | 32.8084 | 1 | N | 0 |  | CIRC | ROAD | 0.7874 | Full | 0 | Other |  | 0.059055 | 0 | 25 | 0.013 | 0.5 | FIXED | 41.92 | PI7813-52 | 0 | 0 | 0 | 0 | 0 | 0 | 0 | 0 | 0 | 0 | 0 | [11 empty] | 51.9106
0 | PI7812-39.1 |  |  | 0 | 0.059055 | 0 | 25 | 0.013 | 0 | 1.8143 | 12 | 38.5806 | UNKN | Conduit | 12 | 1 |  | 0 | 107.6391 | 107.6391 | 0.0010764 | Estuary | 0 | FIXED | 40.33 | PI7800-7141 | 0 | 0.2592 | SUBURBS | 0 | 0 | 0 | 1 | Cond | 20 | 32.8084 | 1 | N | 0 |  | CIRC | ROAD | 0.7874 | Full | 0 | Other |  | 0.059055 | 0 | 25 | 0.013 | 0.5 | FIXED | 40.43 | PI7812-39 | 0 | 0 | 0 | 0 | 0 | 0 | 0 | 0 | 0 | 0 | 0 | [11 empty] | 38.5806
0 | PI7811-16.1 |  |  | 0 | 0.059055 | 0 | 25 | 0.013 | 0 | 1.7759 | 12 | 16.1054 | UNKN | Conduit | 12 | 1 |  | 0 | 107.6391 | 107.6391 | 0.0010764 | Estuary | 0 | FIXED | 40.31 | PI7800-7113 | 0 | 0.24836 | SUBURBS | 0 | 0 | 0 | 1 | Cond | 20 | 32.8084 | 1 | N | 0 |  | CIRC | ROAD | 0.7874 | Full | 0 | Other |  | 0.059055 | 0 | 25 | 0.013 | 0.5 | FIXED | 40.35 | PI7811-16 | 0 | 0 | 0 | 0 | 0 | 0 | 0 | 0 | 0 | 0 | 0 | [11 empty] | 16.1055
0 | PI7810-35.1 |  |  | 0 | 0.059055 | 0 | 25 | 0.013 | 0 | 1.8084 | 12 | 34.9488 | UNKN | Conduit | 12 | 1 |  | 0 | 107.6391 | 107.6391 | 0.0010764 | Estuary | 0 | FIXED | 39.55 | PI7800-6369 | 0 | 0.25752 | SUBURBS | 0 | 0 | 0 | 1 | Cond | 20 | 32.8084 | 1 | N | 0 |  | CIRC | ROAD | 0.7874 | Full | 0 | Other |  | 0.059055 | 0 | 25 | 0.013 | 0.5 | FIXED | 39.64 | PI7810-35 | 0 | 0 | 0 | 0 | 0 | 0 | 0 | 0 | 0 | 0 | 0 | [11 empty] | 34.942
0 | PI1506-549.1 |  |  | 0 | 0.059055 | 0 | 25 | 0.013 | 0 | 3.0869 | 12 | 192.195 | UNKN | Conduit | 12 | 1 |  | 0 | 107.6391 | 107.6391 | 0.0010764 | Estuary | 0 | FIXED | 55.5578 | PI1506-356 | 0 | 0.75037 | SUBURBS | 0 | 0 | 0 | 1 | Cond | 20 | 32.8084 | 1 | N | 0 |  | CIRC | ROAD | 0.7874 | Full | 0 | Other |  | 0.059055 | 0 | 25 | 0.013 | 0.5 | FIXED | 57 | PI1506-549 | 0 | 0 | 0 | 0 | 0 | 0 | 0 | 0 | 0 | 0 | 0 | [11 empty] | 192.9101
0 | PI1506-356.1 |  |  | 0 | 0.059055 | 0 | 25 | 0.013 | 0 | 3.0869 | 12 | 355.535 | UNKN | Conduit | 12 | 1 |  | 0 | 107.6391 | 107.6391 | 0.0010764 | Estuary | 0 | FIXED | 52.89 | PI1500-5731 | 0 | 0.75037 | SUBURBS | 0 | 0 | 0 | 1 | Cond | 20 | 32.8084 | 1 | N | 0 |  | CIRC | ROAD | 0.7874 | Full | 0 | Other |  | 0.059055 | 0 | 25 | 0.013 | 0.17 | FIXED | 55.5578 | PI1506-356 | 0 | 0 | 0 | 0 | 0 | 0 | 0 | 0 | 0 | 0 | 0 | [11 empty] | 356.2502
0 | PI110204-12.1 |  |  | 0 | 0.059055 | 0 | 25 | 0.013 | 0 | 4.7624 | 12 | 12.0046 | UNKN | Conduit | 12 | 1 |  | 0 | 107.6391 | 107.6391 | 0.0010764 | Estuary | 0 | FIXED | 24.7856 | PI1102-679 | 0 | 1.786 | SUBURBS | 0 | 0 | 0 | 1 | Cond | 20 | 32.8084 | 1 | N | 0 |  | CIRC | ROAD | 0.7874 | Full | 0 | Other |  | 0.059055 | 0 | 25 | 0.013 | 0.5 | FIXED | 25 | PI110204-12 | 0 | 0 | 0 | 0 | 0 | 0 | 0 | 0 | 0 | 0 | 0 | [11 empty] | 12.0049
0 | PI110203-41.1 |  |  | 0 | 0.059055 | 0 | 25 | 0.013 | 0 | 2.163 | 12 | 40.7147 | UNKN | Conduit | 12 | 1 |  | 0 | 107.6391 | 107.6391 | 0.0010764 | Estuary | 0 | FIXED | 17.85 | PI1102-290 | 0 | 0.36842 | SUBURBS | 0 | 0 | 0 | 1 | Cond | 20 | 32.8084 | 1 | N | 0 |  | CIRC | ROAD | 0.7874 | Full | 0 | Other |  | 0.059055 | 0 | 25 | 0.013 | 0.17 | FIXED | 18 | PI110203-41 | 0 | 0 | 0 | 0 | 0 | 0 | 0 | 0 | 0 | 0 | 0 | [11 empty] | 40.7143
0 | PI110201-32.1 |  |  | 0 | 0.059055 | 0 | 25 | 0.013 | 0 | 1.7817 | 12 | 32.0026 | UNKN | Conduit | 12 | 1 |  | 0 | 107.6391 | 107.6391 | 0.0010764 | Estuary | 0 | FIXED | 17.47 | PI1102-138 | 0 | 0.24998 | SUBURBS | 0 | 0 | 0 | 1 | Cond | 20 | 32.8084 | 1 | N | 0 |  | CIRC | ROAD | 0.7874 | Full | 0 | Other |  | 0.059055 | 0 | 25 | 0.013 | 0.5 | FIXED | 17.55 | PI110201-32 | 0 | 0 | 0 | 0 | 0 | 0 | 0 | 0 | 0 | 0 | 0 | [11 empty] | 32.002
0 | PI1102-469.1 |  |  | 0 | 0.059055 | 0 | 25 | 0.013 | 0 | 4.7624 | 12 | 178.4251 | UNKN | Conduit | 12 | 1 |  | 0 | 107.6391 | 107.6391 | 0.0010764 | Estuary | 0 | FIXED | 17.85 | PI1102-290 | 0 | 1.786 | SUBURBS | 0 | 0 | 0 | 1 | Cond | 20 | 32.8084 | 1 | N | 0 |  | CIRC | ROAD | 0.7874 | Full | 0 | Other |  | 0.059055 | 0 | 25 | 0.013 | 0.5 | FIXED | 21.0367 | PI1102-469 | 0 | 0 | 0 | 0 | 0 | 0 | 0 | 0 | 0 | 0 | 0 | [11 empty] | 178.4243
0 | PI1102-679.1 |  |  | 0 | 0.059055 | 0 | 25 | 0.013 | 0 | 4.7624 | 12 | 209.9033 | UNKN | Conduit | 12 | 1 |  | 0 | 107.6391 | 107.6391 | 0.0010764 | Estuary | 0 | FIXED | 21.0367 | PI1102-469 | 0 | 1.786 | SUBURBS | 0 | 0 | 0 | 1 | Cond | 20 | 32.8084 | 1 | N | 0 |  | CIRC | ROAD | 0.7874 | Full | 0 | Other |  | 0.059055 | 0 | 25 | 0.013 | 0.77 | FIXED | 24.7856 | PI1102-679 | 0 | 0 | 0 | 0 | 0 | 0 | 0 | 0 | 0 | 0 | 0 | [11 empty] | 209.9038
0 | PI0807-113.1 |  |  | 0 | 0.059055 | 0 | 25 | 0.013 | 0 | 1.7731 | 12 | 113.1008 | UNKN | Conduit | 12 | 1 |  | 0 | 107.6391 | 107.6391 | 0.0010764 | Estuary | 0 | FIXED | 19.53 | PI0800-10107 | 0 | 0.24757 | SUBURBS | 0 | 0 | 0 | 1 | Cond | 20 | 32.8084 | 1 | N | 0 |  | CIRC | ROAD | 0.7874 | Full | 0 | Other |  | 0.059055 | 0 | 25 | 0.013 | 0.5 | FIXED | 19.81 | PI0807-113 | 0 | 0 | 0 | 0 | 0 | 0 | 0 | 0 | 0 | 0 | 0 | [11 empty] | 113.1023
0 | PI0808-124.1 |  |  | 0 | 0.059055 | 0 | 25 | 0.013 | 0 | 2.26 | 12 | 124.3106 | UNKN | Conduit | 12 | 1 |  | 0 | 107.6391 | 107.6391 | 0.0010764 | Estuary | 0 | FIXED | 22 | PI0800-10484 | 0 | 0.40222 | SUBURBS | 0 | 0 | 0 | 1 | Cond | 20 | 32.8084 | 1 | N | 0 |  | CIRC | ROAD | 0.7874 | Full | 0 | Other |  | 0.059055 | 0 | 25 | 0.013 | 0.5 | FIXED | 22.5 | PI0808-124 | 0 | 0 | 0 | 0 | 0 | 0 | 0 | 0 | 0 | 0 | 0 | [11 empty] | 124.3122
0 | PI030301-107.1 |  |  | 0 | 0.059055 | 0 | 25 | 0.013 | 0 | 5.4291 | 12 | 106.8484 | UNKN | Conduit | 12 | 1 |  | 0 | 107.6391 | 107.6391 | 0.0010764 | Estuary | 0 | FIXED | 24.47 | PI0303-539 | 0 | 2.321 | SUBURBS | 0 | 0 | 0 | 1 | Cond | 20 | 32.8084 | 1 | N | 0 |  | CIRC | ROAD | 0.7874 | Full | 0 | Other |  | 0.059055 | 0 | 25 | 0.013 | 0.5 | FIXED | 26.95 | PI030301-107 | 0 | 0 | 0 | 0 | 0 | 0 | 0 | 0 | 0 | 0 | 0 | [11 empty] | 106.8481
0 | PI030301-248.1 |  |  | 0 | 0.059055 | 0 | 25 | 0.013 | 0 | 1.9654 | 12 | 141.367 | UNKN | Conduit | 12 | 1 |  | 0 | 107.6391 | 107.6391 | 0.0010764 | Estuary | 0 | FIXED | 26.95 | PI030301-107 | 0 | 0.30417 | SUBURBS | 0 | 0 | 0 | 1 | Cond | 20 | 32.8084 | 1 | N | 0 |  | CIRC | ROAD | 0.7874 | Full | 0 | Other |  | 0.059055 | 0 | 25 | 0.013 | 0.17 | FIXED | 27.38 | PI030301-248 | 0 | 0 | 0 | 0 | 0 | 0 | 0 | 0 | 0 | 0 | 0 | [11 empty] | 141.3668
0 | PI030601-137.1 |  |  | 0 | 0.059055 | 0 | 25 | 0.013 | 0 | 2.7057 | 12 | 137.0361 | UNKN | Conduit | 12 | 1 |  | 0 | 107.6391 | 107.6391 | 0.0010764 | Estuary | 0 | FIXED | 25.58 | PI0306-84 | 0 | 0.57649 | SUBURBS | 0 | 0 | 0 | 1 | Cond | 20 | 32.8084 | 1 | N | 0 |  | CIRC | ROAD | 0.7874 | Full | 0 | Other |  | 0.059055 | 0 | 25 | 0.013 | 0.83 | FIXED | 26.37 | PI030601-137 | 0 | 0 | 0 | 0 | 0 | 0 | 0 | 0 | 0 | 0 | 0 | [11 empty] | 137.0362
0 | PI0306-660.1 |  |  | 0 | 0.059055 | 0 | 25 | 0.013 | 0 | 1.5795 | 12 | 122.1584 | UNKN | Conduit | 12 | 1 |  | 0 | 107.6391 | 107.6391 | 0.0010764 | Estuary | 0 | FIXED | 26.82 | PI0306-538 | 0 | 0.19647 | SUBURBS | 0 | 0 | 0 | 1 | Cond | 20 | 32.8084 | 1 | N | 0 |  | CIRC | ROAD | 0.7874 | Full | 0 | Other |  | 0.059055 | 0 | 25 | 0.013 | 0.5 | FIXED | 27.06 | PI0306-660 | 0 | 0 | 0 | 0 | 0 | 0 | 0 | 0 | 0 | 0 | 0 | [11 empty] | 122.1327
0 | PI030602-69.1 |  |  | 0 | 0.059055 | 0 | 25 | 0.013 | 0 | 1.7657 | 12 | 69.2423 | UNKN | Conduit | 12 | 1 |  | 0 | 107.6391 | 107.6391 | 0.0010764 | Estuary | 0 | FIXED | 26.82 | PI0306-538 | 0 | 0.24551 | SUBURBS | 0 | 0 | 0 | 1 | Cond | 20 | 32.8084 | 1 | N | 0 |  | CIRC | ROAD | 0.7874 | Full | 0 | Other |  | 0.059055 | 0 | 25 | 0.013 | 0.5 | FIXED | 26.99 | PI030602-69 | 0 | 0 | 0 | 0 | 0 | 0 | 0 | 0 | 0 | 0 | 0 | [11 empty] | 69.2424
0 | PI0306-538.1 |  |  | 0 | 0.059055 | 0 | 25 | 0.013 | 0 | 4.279 | 12 | 42.9998 | UNKN | Conduit | 12 | 1 |  | 0 | 107.6391 | 107.6391 | 0.0010764 | Estuary | 0 | FIXED | 26.2 | PI0306-495 | 0 | 1.4419 | SUBURBS | 0 | 0 | 0 | 1 | Cond | 20 | 32.8084 | 1 | N | 0 |  | CIRC | ROAD | 0.7874 | Full | 0 | Other |  | 0.059055 | 0 | 25 | 0.013 | 0.17 | FIXED | 26.82 | PI0306-538 | 0 | 0 | 0 | 0 | 0 | 0 | 0 | 0 | 0 | 0 | 0 | [11 empty] | 43.0004
0 | PI0308-132.1 |  |  | 0 | 0.059055 | 0 | 25 | 0.013 | 0 | -2.9766 | 12 | 131.8615 | UNKN | Conduit | 12 | 1 |  | 0 | 107.6391 | 107.6391 | 0.0010764 | Estuary | 0 | FIXED | 27.79 | PI0300-10656 | 0 | -0.6977 | SUBURBS | 0 | 0 | 0 | 1 | Cond | 20 | 32.8084 | 1 | N | 0 |  | CIRC | ROAD | 0.7874 | Full | 0 | Other |  | 0.059055 | 0 | 25 | 0.013 | 0.5 | FIXED | 26.87 | PI0308-132 | 0 | 0 | 0 | 0 | 0 | 0 | 0 | 0 | 0 | 0 | 0 | [11 empty] | 131.8605
0 | PI1500-3731.1 |  |  | 0 | 0.059055 | 0 | 25 | 0.013 | 0 | 11.2884 | 24 | 224.9648 | UNKN | Conduit | 24 | 1 |  | 0 | 107.6391 | 107.6391 | 0.0010764 | Estuary | 0 | FIXED | 38.23 | PI1500-3506 | 0 | 0.24893 | SUBURBS | 0 | 0 | 0 | 1 | Cond | 20 | 32.8084 | 1 | N | 0 |  | CIRC | ROAD | 0.7874 | Full | 0 | Other |  | 0.059055 | 0 | 25 | 0.013 | 0.59 | FIXED | 38.79 | PI1500-3731 | 0 | 0 | 0 | 0 | 0 | 0 | 0 | 0 | 0 | 0 | 0 | [11 empty] | 224.964
0 | PI1500-3506.1 |  |  | 0 | 0.059055 | 0 | 25 | 0.013 | 0 | 11.3327 | 24 | 243.1416 | UNKN | Conduit | 24 | 1 |  | 0 | 107.6391 | 107.6391 | 0.0010764 | Estuary | 0 | FIXED | 37.62 | PI1500-3263 | 0 | 0.25088 | SUBURBS | 0 | 0 | 0 | 1 | Cond | 20 | 32.8084 | 1 | N | 0 |  | CIRC | ROAD | 0.7874 | Full | 0 | Other |  | 0.059055 | 0 | 25 | 0.013 | 0.17 | FIXED | 38.23 | PI1500-3506 | 0 | 0 | 0 | 0 | 0 | 0 | 0 | 0 | 0 | 0 | 0 | [11 empty] | 243.142
0 | PI6608-40.1 |  |  | 0 | 0.059055 | 0 | 25 | 0.013 | 0 | 1.7859 | 12 | 40.1817 | UNKN | Conduit | 12 | 1 |  | 0 | 107.6391 | 107.6391 | 0.0010764 | Estuary | 0 | FIXED | 16.4 | PI6600-5967 | 0 | 0.25117 | SUBURBS | 0 | 0 | 0 | 1 | Cond | 20 | 32.8084 | 1 | N | 0 |  | CIRC | ROAD | 0.7874 | Full | 0 | Other |  | 0.059055 | 0 | 25 | 0.013 | 0.5 | FIXED | 16.5009 | PI6608-40 | 0 | 0 | 0 | 0 | 0 | 0 | 0 | 0 | 0 | 0 | 0 | [11 empty] | 40.182
0 | PI660503-283.1 |  |  | 0 | 0.059055 | 0 | 25 | 0.013 | 0 | 1.7834 | 12 | 283.4734 | UNKN | Conduit | 12 | 1 |  | 0 | 107.6391 | 107.6391 | 0.0010764 | Estuary | 0 | FIXED | 15.64 | PI6605-1086 | 0 | 0.25046 | SUBURBS | 0 | 0 | 0 | 1 | Cond | 20 | 32.8084 | 1 | N | 0 |  | CIRC | ROAD | 0.7874 | Full | 0 | Other |  | 0.059055 | 0 | 25 | 0.013 | 0.5 | FIXED | 16.35 | PI660503-283 | 0 | 0 | 0 | 0 | 0 | 0 | 0 | 0 | 0 | 0 | 0 | [11 empty] | 283.4393
0 | PI6607-40.1 |  |  | 0 | 0.059055 | 0 | 25 | 0.013 | 0 | 1.7799 | 12 | 40.083 | UNKN | Conduit | 12 | 1 |  | 0 | 107.6391 | 107.6391 | 0.0010764 | Estuary | 0 | FIXED | 14.78 | PI6600-5377 | 0 | 0.24948 | SUBURBS | 0 | 0 | 0 | 1 | Cond | 20 | 32.8084 | 1 | N | 0 |  | CIRC | ROAD | 0.7874 | Full | 0 | Other |  | 0.059055 | 0 | 25 | 0.013 | 0.5 | FIXED | 14.88 | PI6607-40 | 0 | 0 | 0 | 0 | 0 | 0 | 0 | 0 | 0 | 0 | 0 | [11 empty] | 40.0826
0 | PI1000-3317.1 |  |  | 0 | 0.059055 | 0 | 25 | 0.013 | 0 | 2.2137 | 12 | 388.7046 | UNKN | Conduit | 12 | 1 |  | 0 | 107.6391 | 107.6391 | 0.0010764 | Estuary | 0 | FIXED | 21.5 | PI1000-2929 | 0 | 0.3859 | SUBURBS | 0 | 0 | 0 | 1 | Cond | 20 | 32.8084 | 1 | N | 0 |  | CIRC | ROAD | 0.7874 | Full | 0 | Other |  | 0.059055 | 0 | 25 | 0.013 | 0.5 | FIXED | 23 | PI1000-3317 | 0 | 0 | 0 | 0 | 0 | 0 | 0 | 0 | 0 | 0 | 0 | [11 empty] | 388.693
0 | PI1003-366.1 |  |  | 0 | 0.059055 | 0 | 25 | 0.013 | 0 | 4.5824 | 12 | 60.4764 | UNKN | Conduit | 12 | 1 |  | 0 | 107.6391 | 107.6391 | 0.0010764 | Estuary | 0 | FIXED | 18 | PI1003-93 | 0 | 1.6535 | SUBURBS | 0 | 0 | 0 | 1 | Cond | 20 | 32.8084 | 1 | N | 0 |  | CIRC | ROAD | 0.7874 | Full | 0 | Other |  | 0.059055 | 0 | 25 | 0.013 | 0.5 | FIXED | 19 | PI1003-366 | 0 | 0 | 0 | 0 | 0 | 0 | 0 | 0 | 0 | 0 | 0 | [11 empty] | 272.4677
0 | PI1001-552.1 |  |  | 0 | 0.059055 | 0 | 25 | 0.013 | 0 | 3.6722 | 12 | 47.0848 | UNKN | Conduit | 12 | 1 |  | 0 | 107.6391 | 107.6391 | 0.0010764 | Estuary | 0 | FIXED | 19.5 | PI1001-505 | 0 | 1.0619 | SUBURBS | 0 | 0 | 0 | 1 | Cond | 20 | 32.8084 | 1 | N | 0 |  | CIRC | ROAD | 0.7874 | Full | 0 | Other |  | 0.059055 | 0 | 25 | 0.013 | 0.5 | FIXED | 20 | PI1001-552 | 0 | 0 | 0 | 0 | 0 | 0 | 0 | 0 | 0 | 0 | 0 | [11 empty] | 47.0845
0 | PI1001-505.1 |  |  | 0 | 0.059055 | 0 | 25 | 0.013 | 0 | 2.4361 | 12 | 106.9917 | UNKN | Conduit | 12 | 1 |  | 0 | 107.6391 | 107.6391 | 0.0010764 | Estuary | 1 | FIXED | 19 | PI1001-23 | 0 | 0.46733 | SUBURBS | 0 | 0 | 0 | 1 | Cond | 20 | 32.8084 | 1 | N | 0 |  | CIRC | ROAD | 0.7874 | Full | 0 | Other |  | 0.059055 | 0 | 25 | 0.013 | 0.29 | FIXED | 19.5 | PI1001-505 | 0 | 0 | 0 | 0 | 0 | 0 | 0 | 0 | 0 | 0 | 0 | [11 empty] | 481.4955
0 | PI100301-195.1 |  |  | 0 | 0.059055 | 0 | 25 | 0.013 | 0 | 3.4945 | 12 | 51.9961 | UNKN | Conduit | 12 | 1 |  | 0 | 107.6391 | 107.6391 | 0.0010764 | Estuary | 0 | FIXED | 18 | PI1003-93 | 0 | 0.96161 | SUBURBS | 0 | 0 | 0 | 1 | Cond | 20 | 32.8084 | 1 | N | 0 |  | CIRC | ROAD | 0.7874 | Full | 0 | Other |  | 0.059055 | 0 | 25 | 0.013 | 0.5 | FIXED | 18.5 | PI100301-195 | 0 | 0 | 0 | 0 | 0 | 0 | 0 | 0 | 0 | 0 | 0 | [11 empty] | 195.1581
0 | PI1007-352.1 |  |  | 0 | 0.059055 | 0 | 25 | 0.013 | 0 | 1.3425 | 12 | 352.317 | UNKN | Conduit | 12 | 1 |  | 0 | 107.6391 | 107.6391 | 0.0010764 | Estuary | 0 | FIXED | 21 | PI1000-2929 | 0 | 0.14192 | SUBURBS | 0 | 0 | 0 | 1 | Cond | 20 | 32.8084 | 1 | N | 0 |  | CIRC | ROAD | 0.7874 | Full | 0 | Other |  | 0.059055 | 0 | 25 | 0.013 | 0.5 | FIXED | 21.5 | PI1007-352 | 0 | 0 | 0 | 0 | 0 | 0 | 0 | 0 | 0 | 0 | 0 | [11 empty] | 352.2981
0 | PI1000-2929.1 |  |  | 0 | 0.059055 | 0 | 25 | 0.013 | 0 | 1.3425 | 12 | 220.7243 | UNKN | Conduit | 12 | 1 |  | 0 | 107.6391 | 107.6391 | 0.0010764 | Estuary | 0 | FIXED | 20.6868 | PI1000-2708 | 0 | 0.14192 | SUBURBS | 0 | 0 | 0 | 1 | Cond | 20 | 32.8084 | 1 | N | 0 |  | CIRC | ROAD | 0.7874 | Full | 0 | Other |  | 0.059055 | 0 | 25 | 0.013 | 0.17 | FIXED | 21 | PI1000-2929 | 0 | 0 | 0 | 0 | 0 | 0 | 0 | 0 | 0 | 0 | 0 | [11 empty] | 220.6735
0 | PI7804-1613.1 |  |  | 0 | 0.059055 | 0 | 25 | 0.013 | 0 | 2.3234 | 12 | 278.5489 | UNKN | Conduit | 12 | 1 |  | 0 | 107.6391 | 107.6391 | 0.0010764 | Estuary | 0 | FIXED | 34.1375 | PI7804-1335 | 0 | 0.42509 | SUBURBS | 0 | 0 | 0 | 1 | Cond | 20 | 32.8084 | 1 | N | 0 |  | CIRC | ROAD | 0.7874 | Full | 0 | Other |  | 0.059055 | 0 | 25 | 0.013 | 0.5 | FIXED | 35.3216 | PI7804-1613 | 0 | 0 | 0 | 0 | 0 | 0 | 0 | 0 | 0 | 0 | 0 | [11 empty] | 278.5476
0 | PI7804-1335.1 |  |  | 0 | 0.059055 | 0 | 25 | 0.013 | 0 | 2.3234 | 12 | 46.2289 | UNKN | Conduit | 12 | 1 |  | 0 | 107.6391 | 107.6391 | 0.0010764 | Estuary | 0 | FIXED | 33.941 | PI7804-1288 | 0 | 0.42509 | SUBURBS | 0 | 0 | 0 | 1 | Cond | 20 | 32.8084 | 1 | N | 0 |  | CIRC | ROAD | 0.7874 | Full | 0 | Other |  | 0.059055 | 0 | 25 | 0.013 | 0.39 | FIXED | 34.1375 | PI7804-1335 | 0 | 0 | 0 | 0 | 0 | 0 | 0 | 0 | 0 | 0 | 0 | [11 empty] | 46.2042
0 | PI8201-299.1 |  |  | 0 | 0.059055 | 0 | 25 | 0.013 | 0 | 0.50976 | 12 | 298.5448 | UNKN | Conduit | 12 | 1 |  | 0 | 107.6391 | 107.6391 | 0.0010764 | Estuary | 0 | FIXED | 25.78 | PI8200-631 | 0 | 0.020463 | SUBURBS | 0 | 0 | 0 | 1 | Cond | 20 | 32.8084 | 1 | N | 0 |  | CIRC | ROAD | 0.7874 | Full | 0 | Other |  | 0.059055 | 0 | 25 | 0.013 | 0.17 | FIXED | 25.8411 | PI8201-299 | 0 | 0 | 0 | 0 | 0 | 0 | 0 | 0 | 0 | 0 | 0 | [11 empty] | 298.544
0 | PI830101-77.1 |  |  | 0 | 0.059055 | 0 | 25 | 0.013 | 0 | 6.27 | 12 | 77.1225 | UNKN | Conduit | 12 | 1 |  | 0 | 107.6391 | 107.6391 | 0.0010764 | Estuary | 0 | FIXED | 25.6125 | PI8301-26 | 0 | 3.0958 | SUBURBS | 0 | 0 | 0 | 1 | Cond | 20 | 32.8084 | 1 | N | 0 |  | CIRC | ROAD | 0.7874 | Full | 0 | Other |  | 0.059055 | 0 | 25 | 0.013 | 0.5 | FIXED | 28 | PI830101-77 | 0 | 0 | 0 | 0 | 0 | 0 | 0 | 0 | 0 | 0 | 0 | [11 empty] | 77.1229
0 | PI8301-168.1 |  |  | 0 | 0.059055 | 0 | 25 | 0.013 | 0 | -1.6966 | 12 | 142.2613 | UNKN | Conduit | 12 | 1 |  | 0 | 107.6391 | 107.6391 | 0.0010764 | Estuary | 0 | FIXED | 25.6125 | PI8301-26 | 0 | -0.22667 | SUBURBS | 0 | 0 | 0 | 1 | Cond | 20 | 32.8084 | 1 | N | 0 |  | CIRC | ROAD | 0.7874 | Full | 0 | Other |  | 0.059055 | 0 | 25 | 0.013 | 0.5 | FIXED | 25.29 | PI8301-168 | 0 | 0 | 0 | 0 | 0 | 0 | 0 | 0 | 0 | 0 | 0 | [11 empty] | 142.2611
0 | PI8703-77.1 |  |  | 0 | 0.059055 | 0 | 25 | 0.013 | 0 | 1.7711 | 12 | 76.9209 | UNKN | Conduit | 12 | 1 |  | 0 | 107.6391 | 107.6391 | 0.0010764 | Estuary | 0 | FIXED | 24.29 | PI8700-942 | 0 | 0.24701 | SUBURBS | 0 | 0 | 0 | 1 | Cond | 20 | 32.8084 | 1 | N | 0 |  | CIRC | ROAD | 0.7874 | Full | 0 | Other |  | 0.059055 | 0 | 25 | 0.013 | 0.5 | FIXED | 24.48 | PI8703-77 | 0 | 0 | 0 | 0 | 0 | 0 | 0 | 0 | 0 | 0 | 0 | [11 empty] | 76.921
0 | PI8401-66.1 |  |  | 0 | 0.059055 | 0 | 25 | 0.013 | 0 | 1.8052 | 12 | 66.2433 | UNKN | Conduit | 12 | 1 |  | 0 | 107.6391 | 107.6391 | 0.0010764 | Estuary | 0 | FIXED | 25.17 | PI8400-1220 | 0 | 0.25663 | SUBURBS | 0 | 0 | 0 | 1 | Cond | 20 | 32.8084 | 1 | N | 0 |  | CIRC | ROAD | 0.7874 | Full | 0 | Other |  | 0.059055 | 0 | 25 | 0.013 | 0.5 | FIXED | 25.34 | PI8401-66 | 0 | 0 | 0 | 0 | 0 | 0 | 0 | 0 | 0 | 0 | 0 | [11 empty] | 66.3389
0 | PI8402-71.1 |  |  | 0 | 0.059055 | 0 | 25 | 0.013 | 0 | 1.7924 | 12 | 71.1507 | UNKN | Conduit | 12 | 1 |  | 0 | 107.6391 | 107.6391 | 0.0010764 | Estuary | 0 | FIXED | 25.17 | PI8400-1220 | 0 | 0.25298 | SUBURBS | 0 | 0 | 0 | 1 | Cond | 20 | 32.8084 | 1 | N | 0 |  | CIRC | ROAD | 0.7874 | Full | 0 | Other |  | 0.059055 | 0 | 25 | 0.013 | 0.5 | FIXED | 25.35 | PI8402-71 | 0 | 0 | 0 | 0 | 0 | 0 | 0 | 0 | 0 | 0 | 0 | [11 empty] | 71.0267
0 | PI7805-11.1 |  |  | 0 | 0.059055 | 0 | 25 | 0.013 | 0 | 15.3337 | 12 | 10.802 | UNKN | Conduit | 12 | 1 |  | 0 | 107.6391 | 107.6391 | 0.0010764 | Estuary | 0 | FIXED | 28 | PI7800-4020 | 0 | 18.515 | SUBURBS | 0 | 0 | 0 | 1 | Cond | 20 | 32.8084 | 1 | N | 0 |  | CIRC | ROAD | 0.7874 | Full | 0 | Other |  | 0.059055 | 0 | 25 | 0.013 | 0.5 | FIXED | 30 | PI7805-11 | 0 | 0 | 0 | 0 | 0 | 0 | 0 | 0 | 0 | 0 | 0 | [11 empty] | 10.8019
0 | PI6802-69.1 |  |  | 0 | 0.059055 | 0 | 25 | 0.013 | 0 | 1.7673 | 12 | 69.117 | UNKN | Conduit | 12 | 1 |  | 0 | 107.6391 | 107.6391 | 0.0010764 | Estuary | 0 | FIXED | 13.52 | PI6800-992 | 0 | 0.24596 | SUBURBS | 0 | 0 | 0 | 1 | Cond | 20 | 32.8084 | 1 | N | 0 |  | CIRC | ROAD | 0.7874 | Full | 0 | Other |  | 0.059055 | 0 | 25 | 0.013 | 0.5 | FIXED | 13.69 | PI6802-69 | 0 | 0 | 0 | 0 | 0 | 0 | 0 | 0 | 0 | 0 | 0 | [11 empty] | 69.1173
0 | PI6803-67.1 |  |  | 0 | 0.059055 | 0 | 25 | 0.013 | 0 | 1.7977 | 12 | 66.8011 | UNKN | Conduit | 12 | 1 |  | 0 | 107.6391 | 107.6391 | 0.0010764 | Estuary | 0 | FIXED | 15.42 | PI6800-1462 | 0 | 0.25449 | SUBURBS | 0 | 0 | 0 | 1 | Cond | 20 | 32.8084 | 1 | N | 0 |  | CIRC | ROAD | 0.7874 | Full | 0 | Other |  | 0.059055 | 0 | 25 | 0.013 | 0.5 | FIXED | 15.59 | PI6803-67 | 0 | 0 | 0 | 0 | 0 | 0 | 0 | 0 | 0 | 0 | 0 | [11 empty] | 66.8016
0 | PI6804-13.1 |  |  | 0 | 0.059055 | 0 | 25 | 0.013 | 0 | 1.7036 | 12 | 13.1259 | UNKN | Conduit | 12 | 1 |  | 0 | 107.6391 | 107.6391 | 0.0010764 | Estuary | 0 | FIXED | 16.94 | PI6800-1857 | 0 | 0.22856 | SUBURBS | 0 | 0 | 0 | 1 | Cond | 20 | 32.8084 | 1 | N | 0 |  | CIRC | ROAD | 0.7874 | Full | 0 | Other |  | 0.059055 | 0 | 25 | 0.013 | 0.5 | FIXED | 16.97 | PI6804-13 | 0 | 0 | 0 | 0 | 0 | 0 | 0 | 0 | 0 | 0 | 0 | [11 empty] | 13.1253
0 | PI7709-46.1 |  |  | 0 | 0.059055 | 0 | 25 | 0.013 | 0 | 1.811 | 12 | 46.4659 | UNKN | Conduit | 12 | 1 |  | 0 | 107.6391 | 107.6391 | 0.0010764 | Estuary | 0 | FIXED | 38.99 | PI7700-5454 | 0 | 0.25825 | SUBURBS | 0 | 0 | 0 | 1 | Cond | 20 | 32.8084 | 1 | N | 0 |  | CIRC | ROAD | 0.7874 | Full | 0 | Other |  | 0.059055 | 0 | 25 | 0.013 | 0.5 | FIXED | 39.11 | PI7709-46 | 0 | 0 | 0 | 0 | 0 | 0 | 0 | 0 | 0 | 0 | 0 | [11 empty] | 46.4659
0 | PI780702-14.1 |  |  | 0 | 0.059055 | 0 | 25 | 0.013 | 0 | 5.2167 | 12 | 13.999 | UNKN | Conduit | 12 | 1 |  | 0 | 107.6391 | 107.6391 | 0.0010764 | Estuary | 0 | FIXED | 39.7 | PI7807-1258 | 0 | 2.143 | SUBURBS | 0 | 0 | 0 | 1 | Cond | 20 | 32.8084 | 1 | N | 0 |  | CIRC | ROAD | 0.7874 | Full | 0 | Other |  | 0.059055 | 0 | 25 | 0.013 | 0.5 | FIXED | 40 | PI780702-14 | 0 | 0 | 0 | 0 | 0 | 0 | 0 | 0 | 0 | 0 | 0 | [11 empty] | 13.9994
0 | PI7804-1979.1 |  |  | 0 | 0.059055 | 0 | 25 | 0.013 | 0 | 1.8166 | 12 | 50.0256 | UNKN | Conduit | 12 | 1 |  | 0 | 107.6391 | 107.6391 | 0.0010764 | Estuary | 0 | FIXED | 36.05 | PI7804-1929 | 0 | 0.25987 | SUBURBS | 0 | 0 | 0 | 1 | Cond | 20 | 32.8084 | 1 | N | 0 |  | CIRC | ROAD | 0.7874 | Full | 0 | Other |  | 0.059055 | 0 | 25 | 0.013 | 0.17 | FIXED | 36.18 | PI7804-1979 | 0 | 0 | 0 | 0 | 0 | 0 | 0 | 0 | 0 | 0 | 0 | [11 empty] | 50.0251
0 | PI780403-40.1 |  |  | 0 | 0.059055 | 0 | 25 | 0.013 | 0 | 5.6347 | 12 | 39.9971 | UNKN | Conduit | 12 | 1 |  | 0 | 107.6391 | 107.6391 | 0.0010764 | Estuary | 0 | FIXED | 36 | PI7804-1979 | 0 | 2.5002 | SUBURBS | 0 | 0 | 0 | 1 | Cond | 20 | 32.8084 | 1 | N | 0 |  | CIRC | ROAD | 0.7874 | Full | 0 | Other |  | 0.059055 | 0 | 25 | 0.013 | 0.75 | FIXED | 37 | PI780403-40 | 0 | 0 | 0 | 0 | 0 | 0 | 0 | 0 | 0 | 0 | 0 | [11 empty] | 39.9964
0 | PI7804-1903.1 |  |  | 0 | 0.059055 | 0 | 25 | 0.013 | 0 | 1.7123 | 12 | 289.4995 | UNKN | Conduit | 12 | 1 |  | 0 | 107.6391 | 107.6391 | 0.0010764 | Estuary | 0 | FIXED | 35.3216 | PI7804-1613 | 0 | 0.23089 | SUBURBS | 0 | 0 | 0 | 1 | Cond | 20 | 32.8084 | 1 | N | 0 |  | CIRC | ROAD | 0.7874 | Full | 0 | Other |  | 0.059055 | 0 | 25 | 0.013 | 0.17 | FIXED | 35.99 | PI7804-1903 | 0 | 0 | 0 | 0 | 0 | 0 | 0 | 0 | 0 | 0 | 0 | [11 empty] | 289.4993
0 | PI1103-1099.1 |  |  | 0 | 0.059055 | 0 | 25 | 0.013 | 0 | 1.7667 | 12 | 73.2312 | UNKN | Conduit | 12 | 1 |  | 0 | 107.6391 | 107.6391 | 0.0010764 | Estuary | 0 | FIXED | 25.09 | PI1103-1025 | 0 | 0.2458 | SUBURBS | 0 | 0 | 0 | 1 | Cond | 20 | 32.8084 | 1 | N | 0 |  | CIRC | ROAD | 0.7874 | Full | 0 | Other |  | 0.059055 | 0 | 25 | 0.013 | 0.5 | FIXED | 25.27 | PI1103-1099 | 0 | 0 | 0 | 0 | 0 | 0 | 0 | 0 | 0 | 0 | 0 | [11 empty] | 73.2313
0 | PI1503-3327.1 |  |  | 0 | 0.059055 | 0 | 25 | 0.013 | 0 | 1.7774 | 12 | 337.671 | UNKN | Conduit | 12 | 1 |  | 0 | 107.6391 | 107.6391 | 0.0010764 | Estuary | 0 | FIXED | 55.31 | PI1503-2989 | 0 | 0.24876 | SUBURBS | 0 | 0 | 0 | 1 | Cond | 20 | 32.8084 | 1 | N | 0 |  | CIRC | ROAD | 0.7874 | Full | 0 | Other |  | 0.059055 | 0 | 25 | 0.013 | 0.5 | FIXED | 56.15 | PI1503-3327 | 0 | 0 | 0 | 0 | 0 | 0 | 0 | 0 | 0 | 0 | 0 | [11 empty] | 337.6328
0 | PI690402-57.1 |  |  | 0 | 0.059055 | 0 | 25 | 0.013 | 0 | 1.7727 | 12 | 56.5739 | UNKN | Conduit | 12 | 1 |  | 0 | 107.6391 | 107.6391 | 0.0010764 | Estuary | 0 | FIXED | 16.8 | PI6904-749 | 0 | 0.24746 | SUBURBS | 0 | 0 | 0 | 1 | Cond | 20 | 32.8084 | 1 | N | 0 |  | CIRC | ROAD | 0.7874 | Full | 0 | Other |  | 0.059055 | 0 | 25 | 0.013 | 0.5 | FIXED | 16.94 | PI690402-57 | 0 | 0 | 0 | 0 | 0 | 0 | 0 | 0 | 0 | 0 | 0 | [11 empty] | 56.5734
0 | PI8513-55.1 |  |  | 0 | 0.059055 | 0 | 25 | 0.013 | 0 | 3.6855 | 12 | 54.8864 | UNKN | Conduit | 12 | 1 |  | 0 | 107.6391 | 107.6391 | 0.0010764 | Estuary | 0 | FIXED | 34.9129 | PI8500-2345 | 0 | 1.0696 | SUBURBS | 0 | 0 | 0 | 1 | Cond | 20 | 32.8084 | 1 | N | 0 |  | CIRC | ROAD | 0.7874 | Full | 0 | Other |  | 0.059055 | 0 | 25 | 0.013 | 0.5 | FIXED | 35.5 | PI8513-55 | 0 | 0 | 0 | 0 | 0 | 0 | 0 | 0 | 0 | 0 | 0 | [11 empty] | 54.8863
0 | PI8514-59.1 |  |  | 0 | 0.059055 | 0 | 25 | 0.013 | 0 | 3.6855 | 12 | 58.6278 | UNKN | Conduit | 12 | 1 |  | 0 | 107.6391 | 107.6391 | 0.0010764 | Estuary | 0 | FIXED | 35.3729 | PI8500-2345 | 0 | 1.0696 | SUBURBS | 0 | 0 | 0 | 1 | Cond | 20 | 32.8084 | 1 | N | 0 |  | CIRC | ROAD | 0.7874 | Full | 0 | Other |  | 0.059055 | 0 | 25 | 0.013 | 0.5 | FIXED | 36 | PI8514-59 | 0 | 0 | 0 | 0 | 0 | 0 | 0 | 0 | 0 | 0 | 0 | [11 empty] | 58.6272
0 | PI7820-91.1 |  |  | 0 | 0.059055 | 0 | 25 | 0.013 | 0 | 5.3361 | 12 | 68.339 | UNKN | Conduit | 12 | 1 |  | 0 | 107.6391 | 107.6391 | 0.0010764 | Estuary | 0 | FIXED | 46.5364 | PI7800-9775 | 0 | 2.2422 | SUBURBS | 0 | 0 | 0 | 1 | Cond | 20 | 32.8084 | 1 | N | 0 |  | CIRC | ROAD | 0.7874 | Full | 0 | Other |  | 0.059055 | 0 | 25 | 0.013 | 0.58 | FIXED | 48.0688 | PI7820-91 | 0 | 0 | 0 | 0 | 0 | 0 | 0 | 0 | 0 | 0 | 0 | [11 empty] | 68.3385
0 | PI7820-137.1 |  |  | 0 | 0.059055 | 0 | 25 | 0.013 | 0 | 5.3361 | 12 | 45.9914 | UNKN | Conduit | 12 | 1 |  | 0 | 107.6391 | 107.6391 | 0.0010764 | Estuary | 0 | FIXED | 48.0688 | PI7820-91 | 0 | 2.2422 | SUBURBS | 0 | 0 | 0 | 1 | Cond | 20 | 32.8084 | 1 | N | 0 |  | CIRC | ROAD | 0.7874 | Full | 0 | Other |  | 0.059055 | 0 | 25 | 0.013 | 0.5 | FIXED | 49.1 | PI7820-137 | 0 | 0 | 0 | 0 | 0 | 0 | 0 | 0 | 0 | 0 | 0 | [11 empty] | 45.9917
0 | PI9005-1077.1 |  |  | 0 | 0.059055 | 0 | 25 | 0.013 | 0 | 1.9583 | 12 | 307.9701 | UNKN | Conduit | 12 | 1 |  | 0 | 107.6391 | 107.6391 | 0.0010764 | Estuary | 0 | FIXED | 60.9 | PI9005-769 | 0 | 0.30198 | SUBURBS | 0 | 0 | 0 | 1 | Cond | 20 | 32.8084 | 1 | N | 0 |  | CIRC | ROAD | 0.7874 | Full | 0 | Other |  | 0.059055 | 0 | 25 | 0.013 | 0.5 | FIXED | 61.83 | PI9005-1077 | 0 | 0 | 0 | 0 | 0 | 0 | 0 | 0 | 0 | 0 | 0 | [11 empty] | 307.969
0 | PI9005-1340.1 |  |  | 0 | 0.059055 | 0 | 25 | 0.013 | 0 | 1.9638 | 12 | 263.4231 | UNKN | Conduit | 12 | 1 |  | 0 | 107.6391 | 107.6391 | 0.0010764 | Estuary | 0 | FIXED | 61.83 | PI9005-1077 | 0 | 0.30369 | SUBURBS | 0 | 0 | 0 | 1 | Cond | 20 | 32.8084 | 1 | N | 0 |  | CIRC | ROAD | 0.7874 | Full | 0 | Other |  | 0.059055 | 0 | 25 | 0.013 | 0.72 | FIXED | 62.63 | PI9005-1340 | 0 | 0 | 0 | 0 | 0 | 0 | 0 | 0 | 0 | 0 | 0 | [11 empty] | 263.4048
0 | PI9005-1677.1 |  |  | 0 | 0.059055 | 0 | 25 | 0.013 | 0 | 2.0377 | 12 | 198.7864 | UNKN | Conduit | 12 | 1 |  | 0 | 107.6391 | 107.6391 | 0.0010764 | Estuary | 0 | FIXED | 62.97 | PI9005-1478 | 0 | 0.32698 | SUBURBS | 0 | 0 | 0 | 1 | Cond | 20 | 32.8084 | 1 | N | 0 |  | CIRC | ROAD | 0.7874 | Full | 0 | Other |  | 0.059055 | 0 | 25 | 0.013 | 0.23 | FIXED | 63.62 | PI9005-1677 | 0 | 0 | 0 | 0 | 0 | 0 | 0 | 0 | 0 | 0 | 0 | [11 empty] | 198.7858
0 | PI9005-1478.1 |  |  | 0 | 0.059055 | 0 | 25 | 0.013 | 0 | 1.7694 | 12 | 137.9068 | UNKN | Conduit | 12 | 1 |  | 0 | 107.6391 | 107.6391 | 0.0010764 | Estuary | 0 | FIXED | 62.63 | PI9005-1340 | 0 | 0.24654 | SUBURBS | 0 | 0 | 0 | 1 | Cond | 20 | 32.8084 | 1 | N | 0 |  | CIRC | ROAD | 0.7874 | Full | 0 | Other |  | 0.059055 | 0 | 25 | 0.013 | 0.5 | FIXED | 62.97 | PI9005-1478 | 0 | 0 | 0 | 0 | 0 | 0 | 0 | 0 | 0 | 0 | 0 | [11 empty] | 137.8956
0 | PI3806-76.1 |  |  | 0 | 0.059055 | 0 | 25 | 0.013 | 0 | 1.7839 | 12 | 75.8179 | UNKN | Conduit | 12 | 1 |  | 0 | 107.6391 | 107.6391 | 0.0010764 | Estuary | 0 | FIXED | 65.15 | PI3800-3475 | 0 | 0.2506 | SUBURBS | 0 | 0 | 0 | 1 | Cond | 20 | 32.8084 | 1 | N | 0 |  | CIRC | ROAD | 0.7874 | Full | 0 | Other |  | 0.059055 | 0 | 25 | 0.013 | 0.5 | FIXED | 65.34 | PI3806-76 | 0 | 0 | 0 | 0 | 0 | 0 | 0 | 0 | 0 | 0 | 0 | [11 empty] | 75.8177
0 | PI8405-32.1 |  |  | 0 | 0.059055 | 0 | 25 | 0.013 | 0 | 1.7799 | 12 | 32.0689 | UNKN | Conduit | 12 | 1 |  | 0 | 107.6391 | 107.6391 | 0.0010764 | Estuary | 0 | FIXED | 26.45 | PI8400-1891 | 0 | 0.24946 | SUBURBS | 0 | 0 | 0 | 1 | Cond | 20 | 32.8084 | 1 | N | 0 |  | CIRC | ROAD | 0.7874 | Full | 0 | Other |  | 0.059055 | 0 | 25 | 0.013 | 0.7 | FIXED | 26.53 | PI8405-32 | 0 | 0 | 0 | 0 | 0 | 0 | 0 | 0 | 0 | 0 | 0 | [11 empty] | 32.0694
0 | PI8404-44.1 |  |  | 0 | 0.059055 | 0 | 25 | 0.013 | 0 | 1.7785 | 12 | 44.162 | UNKN | Conduit | 12 | 1 |  | 0 | 107.6391 | 107.6391 | 0.0010764 | Estuary | 0 | FIXED | 25.75 | PI8400-1646 | 0 | 0.24908 | SUBURBS | 0 | 0 | 0 | 1 | Cond | 20 | 32.8084 | 1 | N | 0 |  | CIRC | ROAD | 0.7874 | Full | 0 | Other |  | 0.059055 | 0 | 25 | 0.013 | 0.72 | FIXED | 25.86 | PI8404-44 | 0 | 0 | 0 | 0 | 0 | 0 | 0 | 0 | 0 | 0 | 0 | [11 empty] | 44.1618
0 | PI8606-39.1 |  |  | 0 | 0.059055 | 0 | 25 | 0.013 | 0 | 2.4577 | 12 | 38.6671 | UNKN | Conduit | 12 | 1 |  | 0 | 107.6391 | 107.6391 | 0.0010764 | Estuary | 0 | FIXED | 38.3161 | PI8600-2143 | 0 | 0.47566 | SUBURBS | 0 | 0 | 0 | 1 | Cond | 20 | 32.8084 | 1 | N | 0 |  | CIRC | ROAD | 0.7874 | Full | 0 | Other |  | 0.059055 | 0 | 25 | 0.013 | 0.5 | FIXED | 38.5 | PI8606-39 | 0 | 0 | 0 | 0 | 0 | 0 | 0 | 0 | 0 | 0 | 0 | [11 empty] | 38.6673
0 | PI8102-299.1 |  |  | 0 | 0.059055 | 0 | 25 | 0.013 | 0 | 2.1059 | 12 | 11.2652 | UNKN | Conduit | 12 | 1 |  | 0 | 107.6391 | 107.6391 | 0.0010764 | Estuary | 0 | FIXED | 51.9607 | PI8102-288 | 0 | 0.34922 | SUBURBS | 0 | 0 | 0 | 1 | Cond | 20 | 32.8084 | 1 | N | 0 |  | CIRC | ROAD | 0.7874 | Full | 0 | Other |  | 0.059055 | 0 | 25 | 0.013 | 0.5 | FIXED | 52 | PI8102-299 | 0 | 0 | 0 | 0 | 0 | 0 | 0 | 0 | 0 | 0 | 0 | [11 empty] | 11.2654
0 | PI8006-417.1 |  |  | 0 | 0.059055 | 0 | 25 | 0.013 | 0 | -1.5516 | 12 | 57.363 | UNKN | Conduit | 12 | 1 |  | 0 | 107.6391 | 107.6391 | 0.0010764 | Estuary | 0 | FIXED | 46.1087 | PI8006-360 | 0 | -0.18958 | SUBURBS | 0 | 0 | 0 | 1 | Cond | 20 | 32.8084 | 1 | N | 0 |  | CIRC | ROAD | 0.7874 | Full | 0 | Other |  | 0.059055 | 0 | 25 | 0.013 | 0.5 | FIXED | 46 | PI8006-417 | 0 | 0 | 0 | 0 | 0 | 0 | 0 | 0 | 0 | 0 | 0 | [11 empty] | 57.3628
0 | PI7714-20.1 |  |  | 0 | 0.059055 | 0 | 25 | 0.013 | 0 | 5.6006 | 12 | 20.243 | UNKN | Conduit | 12 | 1 |  | 0 | 107.6391 | 107.6391 | 0.0010764 | Estuary | 0 | FIXED | 45 | PI7700-7624 | 0 | 2.47 | SUBURBS | 0 | 0 | 0 | 1 | Cond | 20 | 32.8084 | 1 | N | 0 |  | CIRC | ROAD | 0.7874 | Full | 0 | Other |  | 0.059055 | 0 | 25 | 0.013 | 0.5 | FIXED | 45.5 | PI7714-20 | 0 | 0 | 0 | 0 | 0 | 0 | 0 | 0 | 0 | 0 | 0 | [11 empty] | 20.2432
0 | PI8010-37.1 |  |  | 0 | 0.059055 | 0 | 25 | 0.013 | 0 | 1.7599 | 12 | 36.8999 | UNKN | Conduit | 12 | 1 |  | 0 | 107.6391 | 107.6391 | 0.0010764 | Estuary | 0 | FIXED | 52.1 | PI8000-4377 | 0 | 0.2439 | SUBURBS | 0 | 0 | 0 | 1 | Cond | 20 | 32.8084 | 1 | N | 0 |  | CIRC | ROAD | 0.7874 | Full | 0 | Other |  | 0.059055 | 0 | 25 | 0.013 | 0.5 | FIXED | 52.19 | PI8010-37 | 0 | 0 | 0 | 0 | 0 | 0 | 0 | 0 | 0 | 0 | 0 | [11 empty] | 36.8996
0 | PI8009-47.1 |  |  | 0 | 0.059055 | 0 | 25 | 0.013 | 0 | 1.7988 | 12 | 47.0955 | UNKN | Conduit | 12 | 1 |  | 0 | 107.6391 | 107.6391 | 0.0010764 | Estuary | 0 | FIXED | 51.29 | PI8000-4053 | 0 | 0.2548 | SUBURBS | 0 | 0 | 0 | 1 | Cond | 20 | 32.8084 | 1 | N | 0 |  | CIRC | ROAD | 0.7874 | Full | 0 | Other |  | 0.059055 | 0 | 25 | 0.013 | 0.5 | FIXED | 51.41 | PI8009-47 | 0 | 0 | 0 | 0 | 0 | 0 | 0 | 0 | 0 | 0 | 0 | [11 empty] | 47.0959
0 | PI7900-1897.1 |  |  | 0 | 0.059055 | 0 | 25 | 0.013 | 0 | 1.78 | 12 | 577.1599 | UNKN | Conduit | 12 | 1 |  | 0 | 107.6391 | 107.6391 | 0.0010764 | Estuary | 0 | FIXED | 45.19 | PI7900-1319 | 0 | 0.2495 | SUBURBS | 0 | 0 | 0 | 1 | Cond | 20 | 32.8084 | 1 | N | 0 |  | CIRC | ROAD | 0.7874 | Full | 0 | Other |  | 0.059055 | 0 | 25 | 0.013 | 0.5 | FIXED | 46.63 | PI7900-1897 | 0 | 0 | 0 | 0 | 0 | 0 | 0 | 0 | 0 | 0 | 0 | [11 empty] | 577.1588
0 | PI8006-360.1 |  |  | 0 | 0.059055 | 0 | 25 | 0.013 | 0 | -1.5516 | 12 | 360.0088 | UNKN | Conduit | 12 | 1 |  | 0 | 107.6391 | 107.6391 | 0.0010764 | Estuary | 0 | FIXED | 46.7912 | PI8000-2404 | 0 | -0.18958 | SUBURBS | 0 | 0 | 0 | 1 | Cond | 20 | 32.8084 | 1 | N | 0 |  | CIRC | ROAD | 0.7874 | Full | 0 | Other |  | 0.059055 | 0 | 25 | 0.013 | 0.25 | FIXED | 46.1087 | PI8006-360 | 0 | 0 | 0 | 0 | 0 | 0 | 0 | 0 | 0 | 0 | 0 | [11 empty] | 360.0082
0 | PI7715-515.1 |  |  | 0 | 0.059055 | 0 | 25 | 0.013 | 0 | 4.5453 | 18 | 609.0679 | UNKN | Conduit | 18 | 1 |  | 0 | 107.6391 | 107.6391 | 0.0010764 | Estuary | 0 | FIXED | 45.79 | PI7700-8021 | 0 | 0.18717 | SUBURBS | 0 | 0 | 0 | 1 | Cond | 20 | 32.8084 | 1 | N | 0 |  | CIRC | ROAD | 0.7874 | Full | 0 | Other |  | 0.059055 | 0 | 25 | 0.013 | 0.25 | FIXED | 46.93 | PI7715-515 | 0 | 0 | 0 | 0 | 0 | 0 | 0 | 0 | 0 | 0 | 0 | [11 empty] | 515.0687
0 | PI7900-1319.1 |  |  | 0 | 0.059055 | 0 | 25 | 0.013 | 0 | 15.7159 | 12 | 39.1783 | UNKN | Conduit | 12 | 1 |  | 0 | 107.6391 | 107.6391 | 0.0010764 | Estuary | 0 | FIXED | 37.57 | PI7900-1280 | 0 | 19.4496 | SUBURBS | 0 | 0 | 0 | 1 | Cond | 20 | 32.8084 | 1 | N | 0 |  | CIRC | ROAD | 0.7874 | Full | 0 | Other |  | 0.059055 | 0 | 25 | 0.013 | 0.64 | FIXED | 45.19 | PI7900-1319 | 0 | 0 | 0 | 0 | 0 | 0 | 0 | 0 | 0 | 0 | 0 | [11 empty] | 39.1779
0 | PI5701-78.1 |  |  | 0 | 0.059055 | 0 | 25 | 0.013 | 0 | 36.9789 | 18 | 78.4999 | UNKN | Conduit | 18 | 1 |  | 0 | 107.6391 | 107.6391 | 0.0010764 | Estuary | 0 | FIXED | 30.2748 | PI5700-834 | 0 | 12.3888 | SUBURBS | 0 | 0 | 0 | 1 | Cond | 20 | 32.8084 | 1 | N | 0 |  | CIRC | ROAD | 0.7874 | Full | 0 | Other |  | 0.059055 | 0 | 25 | 0.013 | 0.5 | FIXED | 40 | PI5701-78 | 0 | 0 | 0 | 0 | 0 | 0 | 0 | 0 | 0 | 0 | 0 | [11 empty] | 78.4998
0 | PI5801-232.1 |  |  | 0 | 0.059055 | 0 | 25 | 0.013 | 0 | 1.553 | 12 | 231.5979 | UNKN | Conduit | 12 | 1 |  | 0 | 107.6391 | 107.6391 | 0.0010764 | Estuary | 0 | FIXED | 40.9433 | PI5800-585 | 0 | 0.18993 | SUBURBS | 0 | 0 | 0 | 1 | Cond | 20 | 32.8084 | 1 | N | 0 |  | CIRC | ROAD | 0.7874 | Full | 0 | Other |  | 0.059055 | 0 | 25 | 0.013 | 0.5 | FIXED | 41.3831 | PI5801-232 | 0 | 0 | 0 | 0 | 0 | 0 | 0 | 0 | 0 | 0 | 0 | [11 empty] | 231.5737
0 | PI4200-6274.1 |  |  | 0 | 0.059055 | 0 | 25 | 0.013 | 0 | 2.4296 | 12 | 383.6467 | UNKN | Conduit | 12 | 1 |  | 0 | 107.6391 | 107.6391 | 0.0010764 | Estuary | 0 | FIXED | 87.6623 | PI4200-5890 | 0 | 0.46484 | SUBURBS | 0 | 0 | 0 | 1 | Cond | 20 | 32.8084 | 1 | N | 0 |  | CIRC | ROAD | 0.7874 | Full | 0 | Other |  | 0.059055 | 0 | 25 | 0.013 | 0.75 | FIXED | 89.4457 | PI4200-6274 | 0 | 0 | 0 | 0 | 0 | 0 | 0 | 0 | 0 | 0 | 0 | [11 empty] | 383.6453
0 | PI4200-6608.1 |  |  | 0 | 0.059055 | 0 | 25 | 0.013 | 0 | 2.4296 | 12 | 334.3806 | UNKN | Conduit | 12 | 1 |  | 0 | 107.6391 | 107.6391 | 0.0010764 | Estuary | 0 | FIXED | 89.4457 | PI4200-6274 | 0 | 0.46484 | SUBURBS | 0 | 0 | 0 | 1 | Cond | 20 | 32.8084 | 1 | N | 0 |  | CIRC | ROAD | 0.7874 | Full | 0 | Other |  | 0.059055 | 0 | 25 | 0.013 | 0.5 | FIXED | 91 | PI4200-6608 | 0 | 0 | 0 | 0 | 0 | 0 | 0 | 0 | 0 | 0 | 0 | [11 empty] | 334.3796
0 | PI5900-777.1 |  |  | 0 | 0.059055 | 0 | 25 | 0.013 | 0 | 2.2147 | 12 | 318.2952 | UNKN | Conduit | 12 | 1 |  | 0 | 107.6391 | 107.6391 | 0.0010764 | Estuary | 0 | FIXED | 51.7706 | PI5900-458 | 0 | 0.38625 | SUBURBS | 0 | 0 | 0 | 1 | Cond | 20 | 32.8084 | 1 | N | 0 |  | CIRC | ROAD | 0.7874 | Full | 0 | Other |  | 0.059055 | 0 | 25 | 0.013 | 0.5 | FIXED | 53 | PI5900-777 | 0 | 0 | 0 | 0 | 0 | 0 | 0 | 0 | 0 | 0 | 0 | [11 empty] | 318.2945
0 | PI5900-458.1 |  |  | 0 | 0.059055 | 0 | 25 | 0.013 | 0 | 2.2147 | 12 | 349.9824 | UNKN | Conduit | 12 | 1 |  | 0 | 107.6391 | 107.6391 | 0.0010764 | Estuary | 0 | FIXED | 50.4188 | PI5900-108 | 0 | 0.38625 | SUBURBS | 0 | 0 | 0 | 1 | Cond | 20 | 32.8084 | 1 | N | 0 |  | CIRC | ROAD | 0.7874 | Full | 0 | Other |  | 0.059055 | 0 | 25 | 0.013 | 0.17 | FIXED | 51.7706 | PI5900-458 | 0 | 0 | 0 | 0 | 0 | 0 | 0 | 0 | 0 | 0 | 0 | [11 empty] | 349.9811
0 | PI660501-578.1 |  |  | 0 | 0.059055 | 0 | 25 | 0.013 | 0 | 1.7847 | 12 | 578.1188 | UNKN | Conduit | 12 | 1 |  | 0 | 107.6391 | 107.6391 | 0.0010764 | Estuary | 0 | FIXED | 12.71 | PI6605-541 | 0 | 0.25081 | SUBURBS | 0 | 0 | 0 | 1 | Cond | 20 | 32.8084 | 1 | N | 0 |  | CIRC | ROAD | 0.7874 | Full | 0 | Other |  | 0.059055 | 0 | 25 | 0.013 | 0.17 | FIXED | 14.16 | PI660501-578 | 0 | 0 | 0 | 0 | 0 | 0 | 0 | 0 | 0 | 0 | 0 | [11 empty] | 578.117
0 | PI6605-1379.1 |  |  | 0 | 0.059055 | 0 | 25 | 0.013 | 0 | 1.7795 | 12 | 292.7643 | UNKN | Conduit | 12 | 1 |  | 0 | 107.6391 | 107.6391 | 0.0010764 | Estuary | 0 | FIXED | 15.64 | PI6605-1086 | 0 | 0.24935 | SUBURBS | 0 | 0 | 0 | 1 | Cond | 20 | 32.8084 | 1 | N | 0 |  | CIRC | ROAD | 0.7874 | Full | 0 | Other |  | 0.059055 | 0 | 25 | 0.013 | 0.5 | FIXED | 16.37 | PI6605-1379 | 0 | 0 | 0 | 0 | 0 | 0 | 0 | 0 | 0 | 0 | 0 | [11 empty] | 292.7383
0 | PI3700-2731.1 |  |  | 0 | 0.059055 | 0 | 25 | 0.013 | 0 | 3.4837 | 15 | 220.7432 | UNKN | Conduit | 15 | 1 |  | 0 | 107.6391 | 107.6391 | 0.0010764 | Estuary | 0 | FIXED | 63.455 | PI3700-2510 | 0 | 0.29073 | SUBURBS | 0 | 0 | 0 | 1 | Cond | 20 | 32.8084 | 1 | N | 0 |  | CIRC | ROAD | 0.7874 | Full | 0 | Other |  | 0.059055 | 0 | 25 | 0.013 | 0.17 | FIXED | 64.0968 | PI3700-2731 | 0 | 0 | 0 | 0 | 0 | 0 | 0 | 0 | 0 | 0 | 0 | [11 empty] | 220.7432
0 | PI3700-2954.1 |  |  | 0 | 0.059055 | 0 | 25 | 0.013 | 0 | 3.4837 | 15 | 223.2203 | UNKN | Conduit | 15 | 1 |  | 0 | 107.6391 | 107.6391 | 0.0010764 | Estuary | 0 | FIXED | 64.0968 | PI3700-2731 | 0 | 0.29073 | SUBURBS | 0 | 0 | 0 | 1 | Cond | 20 | 32.8084 | 1 | N | 0 |  | CIRC | ROAD | 0.7874 | Full | 0 | Other |  | 0.059055 | 0 | 25 | 0.013 | 0.25 | FIXED | 64.7457 | PI3700-2954 | 0 | 0 | 0 | 0 | 0 | 0 | 0 | 0 | 0 | 0 | 0 | [11 empty] | 223.2198
0 | PI3900-1961.1 |  |  | 0 | 0.059055 | 0 | 25 | 0.013 | 0 | 3.2659 | 15 | 333.2162 | UNKN | Conduit | 15 | 1 |  | 0 | 107.6391 | 107.6391 | 0.0010764 | Estuary | 0 | FIXED | 63.56 | PI3900-1627 | 0 | 0.25551 | SUBURBS | 0 | 0 | 0 | 1 | Cond | 20 | 32.8084 | 1 | N | 0 |  | CIRC | ROAD | 0.7874 | Full | 0 | Other |  | 0.059055 | 0 | 25 | 0.013 | 0.26 | FIXED | 64.4114 | PI3900-1961 | 0 | 0 | 0 | 0 | 0 | 0 | 0 | 0 | 0 | 0 | 0 | [11 empty] | 333.2157
0 | PI3500-71.1 |  |  | 0 | 0.059055 | 0 | 25 | 0.013 | 0 | 13.4277 | 15 | 70.6143 | UNKN | Conduit | 15 | 1 |  | 0 | 107.6391 | 107.6391 | 0.0010764 | Estuary | 1 | FIXED | 60 | CC0300-7683 | 0 | 4.3192 | SUBURBS | 0 | 0 | 0 | 1 | Cond | 20 | 32.8084 | 1 | N | 0 |  | CIRC | ROAD | 0.7874 | Full | 0 | Other |  | 0.059055 | 0 | 25 | 0.013 | 0.5 | FIXED | 63.05 | PI3500-71 | 0 | 0 | 0 | 0 | 0 | 0 | 0 | 0 | 0 | 0 | 0 | [11 empty] | 70.6146
0 | PI5815-89.1 |  |  | 0 | 0.059055 | 0 | 25 | 0.013 | 0 | 13.1373 | 15 | 89.2501 | UNKN | Conduit | 15 | 1 |  | 0 | 107.6391 | 107.6391 | 0.0010764 | Estuary | 0 | FIXED | 50.22 | PI5800-4213 | 0 | 4.1345 | SUBURBS | 0 | 0 | 0 | 1 | Cond | 20 | 32.8084 | 1 | N | 0 |  | CIRC | ROAD | 0.7874 | Full | 0 | Other |  | 0.059055 | 0 | 25 | 0.013 | 0.5 | FIXED | 53.91 | PI5815-89 | 0 | 0 | 0 | 0 | 0 | 0 | 0 | 0 | 0 | 0 | 0 | [11 empty] | 89.2496
0 | PI5817-214.1 |  |  | 0 | 0.059055 | 0 | 25 | 0.013 | 0 | 7.2272 | 15 | 214.1835 | UNKN | Conduit | 15 | 1 |  | 0 | 107.6391 | 107.6391 | 0.0010764 | Estuary | 0 | FIXED | 55.09 | PI5800-5299 | 0 | 1.2513 | SUBURBS | 0 | 0 | 0 | 1 | Cond | 20 | 32.8084 | 1 | N | 0 |  | CIRC | ROAD | 0.7874 | Full | 0 | Other |  | 0.059055 | 0 | 25 | 0.013 | 0.17 | FIXED | 57.77 | PI5817-214 | 0 | 0 | 0 | 0 | 0 | 0 | 0 | 0 | 0 | 0 | 0 | [11 empty] | 214.1243
0 | PI5817-507.1 |  |  | 0 | 0.059055 | 0 | 25 | 0.013 | 0 | 3.7364 | 15 | 293.0303 | UNKN | Conduit | 15 | 1 |  | 0 | 107.6391 | 107.6391 | 0.0010764 | Estuary | 0 | FIXED | 57.77 | PI5817-214 | 0 | 0.33444 | SUBURBS | 0 | 0 | 0 | 1 | Cond | 20 | 32.8084 | 1 | N | 0 |  | CIRC | ROAD | 0.7874 | Full | 0 | Other |  | 0.059055 | 0 | 25 | 0.013 | 0.17 | FIXED | 58.75 | PI5817-507 | 0 | 0 | 0 | 0 | 0 | 0 | 0 | 0 | 0 | 0 | 0 | [11 empty] | 293.03
0 | PI5817-763.1 |  |  | 0 | 0.059055 | 0 | 25 | 0.013 | 0 | 3.7456 | 15 | 255.885 | UNKN | Conduit | 15 | 1 |  | 0 | 107.6391 | 107.6391 | 0.0010764 | Estuary | 0 | FIXED | 58.75 | PI5817-507 | 0 | 0.33609 | SUBURBS | 0 | 0 | 0 | 1 | Cond | 20 | 32.8084 | 1 | N | 0 |  | CIRC | ROAD | 0.7874 | Full | 0 | Other |  | 0.059055 | 0 | 25 | 0.013 | 0.17 | FIXED | 59.61 | PI5817-763 | 0 | 0 | 0 | 0 | 0 | 0 | 0 | 0 | 0 | 0 | 0 | [11 empty] | 255.8842
0 | PI5817-1072.1 |  |  | 0 | 0.059055 | 0 | 25 | 0.013 | 0 | 3.7337 | 15 | 308.4352 | UNKN | Conduit | 15 | 1 |  | 0 | 107.6391 | 107.6391 | 0.0010764 | Estuary | 0 | FIXED | 59.61 | PI5817-763 | 0 | 0.33394 | SUBURBS | 0 | 0 | 0 | 1 | Cond | 20 | 32.8084 | 1 | N | 0 |  | CIRC | ROAD | 0.7874 | Full | 0 | Other |  | 0.059055 | 0 | 25 | 0.013 | 0.5 | FIXED | 60.64 | PI5817-1072 | 0 | 0 | 0 | 0 | 0 | 0 | 0 | 0 | 0 | 0 | 0 | [11 empty] | 308.4344
0 | PI5816-850.1 |  |  | 0 | 0.059055 | 0 | 25 | 0.013 | 0 | 8.3077 | 15 | 289.1076 | UNKN | Conduit | 15 | 1 |  | 0 | 107.6391 | 107.6391 | 0.0010764 | Estuary | 0 | FIXED | 52.41 | PI5816-561 | 0 | 1.6534 | SUBURBS | 0 | 0 | 0 | 1 | Cond | 20 | 32.8084 | 1 | N | 0 |  | CIRC | ROAD | 0.7874 | Full | 0 | Other |  | 0.059055 | 0 | 25 | 0.013 | 0.25 | FIXED | 57.19 | PI5816-850 | 0 | 0 | 0 | 0 | 0 | 0 | 0 | 0 | 0 | 0 | 0 | [11 empty] | 289.0658
0 | PI7800-10387.1 |  |  | 0 | 0.059055 | 0 | 25 | 0.013 | 0 | 3.4436 | 15 | 84.3372 | UNKN | Conduit | 15 | 1 |  | 0 | 107.6391 | 107.6391 | 0.0010764 | Estuary | 0 | FIXED | 48.0341 | PI7800-10303 | 0 | 0.28408 | SUBURBS | 0 | 0 | 0 | 1 | Cond | 20 | 32.8084 | 1 | N | 0 |  | CIRC | ROAD | 0.7874 | Full | 0 | Other |  | 0.059055 | 0 | 25 | 0.013 | 0.17 | FIXED | 48.2737 | PI7800-10387 | 0 | 0 | 0 | 0 | 0 | 0 | 0 | 0 | 0 | 0 | 0 | [11 empty] | 84.3367
0 | PI7800-10569.1 |  |  | 0 | 0.059055 | 0 | 25 | 0.013 | 0 | 3.4436 | 15 | 182.522 | UNKN | Conduit | 15 | 1 |  | 0 | 107.6391 | 107.6391 | 0.0010764 | Estuary | 0 | FIXED | 48.2737 | PI7800-10387 | 0 | 0.28408 | SUBURBS | 0 | 0 | 0 | 1 | Cond | 20 | 32.8084 | 1 | N | 0 |  | CIRC | ROAD | 0.7874 | Full | 0 | Other |  | 0.059055 | 0 | 25 | 0.013 | 0.17 | FIXED | 48.7922 | PI7800-10569 | 0 | 0 | 0 | 0 | 0 | 0 | 0 | 0 | 0 | 0 | 0 | [11 empty] | 182.5217
0 | PI8600-460.1 |  |  | 0 | 0.059055 | 0 | 25 | 0.013 | 0 | 3.2289 | 15 | 460.4539 | UNKN | Conduit | 15 | 1 |  | 0 | 107.6391 | 107.6391 | 0.0010764 | Estuary | 0 | FIXED | 29.49 | PI8400-2854 | 0 | 0.24975 | SUBURBS | 0 | 0 | 0 | 1 | Cond | 20 | 32.8084 | 1 | N | 0 |  | CIRC | ROAD | 0.7874 | Full | 0 | Other |  | 0.059055 | 0 | 25 | 0.013 | 0.25 | FIXED | 30.64 | PI8600-460 | 0 | 0 | 0 | 0 | 0 | 0 | 0 | 0 | 0 | 0 | 0 | [11 empty] | 460.4536
0 | PI7800-10835.1 |  |  | 0 | 0.059055 | 0 | 25 | 0.013 | 0 | 3.4436 | 15 | 265.8146 | UNKN | Conduit | 15 | 1 |  | 0 | 107.6391 | 107.6391 | 0.0010764 | Estuary | 0 | FIXED | 48.7922 | PI7800-10569 | 0 | 0.28408 | SUBURBS | 0 | 0 | 0 | 1 | Cond | 20 | 32.8084 | 1 | N | 0 |  | CIRC | ROAD | 0.7874 | Full | 0 | Other |  | 0.059055 | 0 | 25 | 0.013 | 0.75 | FIXED | 49.5473 | PI7800-10835 | 0 | 0 | 0 | 0 | 0 | 0 | 0 | 0 | 0 | 0 | 0 | [11 empty] | 265.8144
0 | PI7800-10303.1 |  |  | 0 | 0.059055 | 0 | 25 | 0.013 | 0 | 3.4436 | 15 | 527.2077 | UNKN | Conduit | 15 | 1 |  | 0 | 107.6391 | 107.6391 | 0.0010764 | Estuary | 0 | FIXED | 46.5364 | PI7800-9775 | 0 | 0.28408 | SUBURBS | 0 | 0 | 0 | 1 | Cond | 20 | 32.8084 | 1 | N | 0 |  | CIRC | ROAD | 0.7874 | Full | 0 | Other |  | 0.059055 | 0 | 25 | 0.013 | 0.17 | FIXED | 48.0341 | PI7800-10303 | 0 | 0 | 0 | 0 | 0 | 0 | 0 | 0 | 0 | 0 | 0 | [11 empty] | 527.2067
0 | PI8000-6142.1 |  |  | 0 | 0.059055 | 0 | 25 | 0.013 | 0 | 4.0971 | 15 | 418.3226 | UNKN | Conduit | 15 | 1 |  | 0 | 107.6391 | 107.6391 | 0.0010764 | Estuary | 0 | FIXED | 57.734 | PI8000-5724 | 0 | 0.40213 | SUBURBS | 0 | 0 | 0 | 1 | Cond | 20 | 32.8084 | 1 | N | 0 |  | CIRC | ROAD | 0.7874 | Full | 0 | Other |  | 0.059055 | 0 | 25 | 0.013 | 0.17 | FIXED | 59.4162 | PI8000-6142 | 0 | 0 | 0 | 0 | 0 | 0 | 0 | 0 | 0 | 0 | 0 | [11 empty] | 418.3216
0 | PI5500-2723.1 |  |  | 0 | 0.059055 | 0 | 25 | 0.013 | 0 | 3.1229 | 15 | 295.3398 | UNKN | Conduit | 15 | 1 |  | 0 | 107.6391 | 107.6391 | 0.0010764 | Estuary | 0 | FIXED | 93.12 | PI5500-2428 | 0 | 0.23363 | SUBURBS | 0 | 0 | 0 | 1 | Cond | 20 | 32.8084 | 1 | N | 0 |  | CIRC | ROAD | 0.7874 | Full | 0 | Other |  | 0.059055 | 0 | 25 | 0.013 | 0.83 | FIXED | 93.81 | PI5500-2723 | 0 | 0 | 0 | 0 | 0 | 0 | 0 | 0 | 0 | 0 | 0 | [11 empty] | 295.2975
0 | PI3802-590.1 |  |  | 0 | 0.059055 | 0 | 25 | 0.013 | 0 | 3.2448 | 15 | 75.333 | UNKN | Conduit | 15 | 1 |  | 0 | 107.6391 | 107.6391 | 0.0010764 | Estuary | 0 | FIXED | 63.72 | PI3802-514 | 0 | 0.25221 | SUBURBS | 0 | 0 | 0 | 1 | Cond | 20 | 32.8084 | 1 | N | 0 |  | CIRC | ROAD | 0.7874 | Full | 0 | Other |  | 0.059055 | 0 | 25 | 0.013 | 0.5 | FIXED | 63.91 | PI3802-590 | 0 | 0 | 0 | 0 | 0 | 0 | 0 | 0 | 0 | 0 | 0 | [11 empty] | 75.3326
0 | PI4301-650.1 |  |  | 0 | 0.059055 | 0 | 25 | 0.013 | 0 | 3.2271 | 15 | 364.7549 | UNKN | Conduit | 15 | 1 |  | 0 | 107.6391 | 107.6391 | 0.0010764 | Estuary | 0 | FIXED | 75.59 | PI4301-285 | 0 | 0.24948 | SUBURBS | 0 | 0 | 0 | 1 | Cond | 20 | 32.8084 | 1 | N | 0 |  | CIRC | ROAD | 0.7874 | Full | 0 | Other |  | 0.059055 | 0 | 25 | 0.013 | 0.17 | FIXED | 76.5 | PI4301-650 | 0 | 0 | 0 | 0 | 0 | 0 | 0 | 0 | 0 | 0 | 0 | [11 empty] | 364.7268
0 | PI4301-1064.1 |  |  | 0 | 0.059055 | 0 | 25 | 0.013 | 0 | 3.2228 | 15 | 413.9608 | UNKN | Conduit | 15 | 1 |  | 0 | 107.6391 | 107.6391 | 0.0010764 | Estuary | 0 | FIXED | 76.5 | PI4301-650 | 0 | 0.24882 | SUBURBS | 0 | 0 | 0 | 1 | Cond | 20 | 32.8084 | 1 | N | 0 |  | CIRC | ROAD | 0.7874 | Full | 0 | Other |  | 0.059055 | 0 | 25 | 0.013 | 0.92 | FIXED | 77.53 | PI4301-1064 | 0 | 0 | 0 | 0 | 0 | 0 | 0 | 0 | 0 | 0 | 0 | [11 empty] | 413.9445
0 | PI3802-514.1 |  |  | 0 | 0.059055 | 0 | 25 | 0.013 | 0 | 3.7622 | 15 | 286.0759 | UNKN | Conduit | 15 | 1 |  | 0 | 107.6391 | 107.6391 | 0.0010764 | Estuary | 0 | FIXED | 62.75 | PI3802-228 | 0 | 0.33907 | SUBURBS | 0 | 0 | 0 | 1 | Cond | 20 | 32.8084 | 1 | N | 0 |  | CIRC | ROAD | 0.7874 | Full | 0 | Other |  | 0.059055 | 0 | 25 | 0.013 | 0.2 | FIXED | 63.72 | PI3802-514 | 0 | 0 | 0 | 0 | 0 | 0 | 0 | 0 | 0 | 0 | 0 | [11 empty] | 286.0237
0 | PI9606-258.1 |  |  | 0 | 0.059055 | 0 | 25 | 0.013 | 0 | 4.0853 | 15 | 257.6173 | UNKN | Conduit | 15 | 1 |  | 0 | 107.6391 | 107.6391 | 0.0010764 | Estuary | 0 | FIXED | 90.87 | PI9600-3853 | 0 | 0.39982 | SUBURBS | 0 | 0 | 0 | 1 | Cond | 20 | 32.8084 | 1 | N | 0 |  | CIRC | ROAD | 0.7874 | Full | 0 | Other |  | 0.059055 | 0 | 25 | 0.013 | 0.5 | FIXED | 91.9 | PI9606-258 | 0 | 0 | 0 | 0 | 0 | 0 | 0 | 0 | 0 | 0 | 0 | [11 empty] | 257.6099
0 | PI0809-1380.1 |  |  | 0 | 0.059055 | 0 | 25 | 0.013 | 0 | 10.3564 | 15 | 108.9765 | UNKN | Conduit | 15 | 1 |  | 0 | 107.6391 | 107.6391 | 0.0010764 | Estuary | 0 | FIXED | 21.39 | PI0809-1271 | 0 | 2.5694 | SUBURBS | 0 | 0 | 0 | 1 | Cond | 20 | 32.8084 | 1 | N | 0 |  | CIRC | ROAD | 0.7874 | Full | 0 | Other |  | 0.059055 | 0 | 25 | 0.013 | 0.83 | FIXED | 24.19 | PI0809-1380 | 0 | 0 | 0 | 0 | 0 | 0 | 0 | 0 | 0 | 0 | 0 | [11 empty] | 108.9763
0 | PI0809-1431.1 |  |  | 0 | 0.059055 | 0 | 25 | 0.013 | 0 | 3.2526 | 15 | 51.2969 | UNKN | Conduit | 15 | 1 |  | 0 | 107.6391 | 107.6391 | 0.0010764 | Estuary | 0 | FIXED | 24.19 | PI0809-1380 | 0 | 0.25343 | SUBURBS | 0 | 0 | 0 | 1 | Cond | 20 | 32.8084 | 1 | N | 0 |  | CIRC | ROAD | 0.7874 | Full | 0 | Other |  | 0.059055 | 0 | 25 | 0.013 | 0.18 | FIXED | 24.32 | PI0809-1431 | 0 | 0 | 0 | 0 | 0 | 0 | 0 | 0 | 0 | 0 | 0 | [11 empty] | 51.2969
0 | PI3802-228.1 |  |  | 0 | 0.059055 | 0 | 25 | 0.013 | 0 | 5.5251 | 15 | 228.37 | UNKN | Conduit | 15 | 1 |  | 0 | 107.6391 | 107.6391 | 0.0010764 | Estuary | 0 | FIXED | 61.08 | PI3800-1299 | 0 | 0.73127 | SUBURBS | 0 | 0 | 0 | 1 | Cond | 20 | 32.8084 | 1 | N | 0 |  | CIRC | ROAD | 0.7874 | Full | 0 | Other |  | 0.059055 | 0 | 25 | 0.013 | 0.17 | FIXED | 62.75 | PI3802-228 | 0 | 0 | 0 | 0 | 0 | 0 | 0 | 0 | 0 | 0 | 0 | [11 empty] | 228.3475
0 | PI3807-346.1 |  |  | 0 | 0.059055 | 0 | 25 | 0.013 | 0 | 5.3256 | 15 | 345.8836 | UNKN | Conduit | 15 | 1 |  | 0 | 107.6391 | 107.6391 | 0.0010764 | Estuary | 0 | FIXED | 65.44 | PI3800-3711 | 0 | 0.67942 | SUBURBS | 0 | 0 | 0 | 1 | Cond | 20 | 32.8084 | 1 | N | 0 |  | CIRC | ROAD | 0.7874 | Full | 0 | Other |  | 0.059055 | 0 | 25 | 0.013 | 0.17 | FIXED | 67.79 | PI3807-346 | 0 | 0 | 0 | 0 | 0 | 0 | 0 | 0 | 0 | 0 | 0 | [11 empty] | 345.8829
0 | PI3807-653.1 |  |  | 0 | 0.059055 | 0 | 25 | 0.013 | 0 | 2.4178 | 15 | 307.069 | UNKN | Conduit | 15 | 1 |  | 0 | 107.6391 | 107.6391 | 0.0010764 | Estuary | 0 | FIXED | 67.79 | PI3807-346 | 0 | 0.14003 | SUBURBS | 0 | 0 | 0 | 1 | Cond | 20 | 32.8084 | 1 | N | 0 |  | CIRC | ROAD | 0.7874 | Full | 0 | Other |  | 0.059055 | 0 | 25 | 0.013 | 0.5 | FIXED | 68.22 | PI3807-653 | 0 | 0 | 0 | 0 | 0 | 0 | 0 | 0 | 0 | 0 | 0 | [11 empty] | 307.0686
0 | PI9603-866.1 |  |  | 0 | 0.059055 | 0 | 25 | 0.013 | 0 | 10.922 | 18 | 401.5741 | UNKN | Conduit | 18 | 1 |  | 0 | 107.6391 | 107.6391 | 0.0010764 | Estuary | 0 | FIXED | 86.82 | PI9603-465 | 0 | 1.0807 | SUBURBS | 0 | 0 | 0 | 1 | Cond | 20 | 32.8084 | 1 | N | 0 |  | CIRC | ROAD | 0.7874 | Full | 0 | Other |  | 0.059055 | 0 | 25 | 0.013 | 0.83 | FIXED | 91.16 | PI9603-866 | 0 | 0 | 0 | 0 | 0 | 0 | 0 | 0 | 0 | 0 | 0 | [11 empty] | 401.5684
0 | PI9600-3923.1 |  |  | 0 | 0.059055 | 0 | 25 | 0.013 | 0 | 6.2118 | 15 | 70.3198 | UNKN | Conduit | 15 | 1 |  | 0 | 107.6391 | 107.6391 | 0.0010764 | Estuary | 0 | FIXED | 90.87 | PI9600-3853 | 0 | 0.92435 | SUBURBS | 0 | 0 | 0 | 1 | Cond | 20 | 32.8084 | 1 | N | 0 |  | CIRC | ROAD | 0.7874 | Full | 0 | Other |  | 0.059055 | 0 | 25 | 0.013 | 0.17 | FIXED | 91.52 | PI9600-3923 | 0 | 0 | 0 | 0 | 0 | 0 | 0 | 0 | 0 | 0 | 0 | [11 empty] | 70.3111
0 | PI9600-4409.1 |  |  | 0 | 0.059055 | 0 | 25 | 0.013 | 0 | 4.9247 | 15 | 485.3912 | UNKN | Conduit | 15 | 1 |  | 0 | 107.6391 | 107.6391 | 0.0010764 | Estuary | 0 | FIXED | 91.52 | PI9600-3923 | 0 | 0.58097 | SUBURBS | 0 | 0 | 0 | 1 | Cond | 20 | 32.8084 | 1 | N | 0 |  | CIRC | ROAD | 0.7874 | Full | 0 | Other |  | 0.059055 | 0 | 25 | 0.013 | 0.25 | FIXED | 94.34 | PI9600-4409 | 0 | 0 | 0 | 0 | 0 | 0 | 0 | 0 | 0 | 0 | 0 | [11 empty] | 485.2834
0 | PI6605-771.1 |  |  | 0 | 0.059055 | 0 | 25 | 0.013 | 0 | 3.1644 | 15 | 229.2834 | UNKN | Conduit | 15 | 1 |  | 0 | 107.6391 | 107.6391 | 0.0010764 | Estuary | 0 | FIXED | 12.71 | PI6605-541 | 0 | 0.23988 | SUBURBS | 0 | 0 | 0 | 1 | Cond | 20 | 32.8084 | 1 | N | 0 |  | CIRC | ROAD | 0.7874 | Full | 0 | Other |  | 0.059055 | 0 | 25 | 0.013 | 0.5 | FIXED | 13.26 | PI6605-771 | 0 | 0 | 0 | 0 | 0 | 0 | 0 | 0 | 0 | 0 | 0 | [11 empty] | 229.2748
0 | PI6904-1498.1 |  |  | 0 | 0.059055 | 0 | 25 | 0.013 | 0 | 3.822 | 15 | 182.8908 | UNKN | Conduit | 15 | 1 |  | 0 | 107.6391 | 107.6391 | 0.0010764 | Estuary | 0 | FIXED | 18.77 | PI6904-1315 | 0 | 0.34994 | SUBURBS | 0 | 0 | 0 | 1 | Cond | 20 | 32.8084 | 1 | N | 0 |  | CIRC | ROAD | 0.7874 | Full | 0 | Other |  | 0.059055 | 0 | 25 | 0.013 | 0.17 | FIXED | 19.41 | PI6904-1498 | 0 | 0 | 0 | 0 | 0 | 0 | 0 | 0 | 0 | 0 | 0 | [11 empty] | 182.8541
0 | PI6904-1315.1 |  |  | 0 | 0.059055 | 0 | 25 | 0.013 | 0 | 4.1392 | 15 | 419.079 | UNKN | Conduit | 15 | 1 |  | 0 | 107.6391 | 107.6391 | 0.0010764 | Estuary | 0 | FIXED | 17.05 | PI6904-896 | 0 | 0.41042 | SUBURBS | 0 | 0 | 0 | 1 | Cond | 20 | 32.8084 | 1 | N | 0 |  | CIRC | ROAD | 0.7874 | Full | 0 | Other |  | 0.059055 | 0 | 25 | 0.013 | 0.28 | FIXED | 18.77 | PI6904-1315 | 0 | 0 | 0 | 0 | 0 | 0 | 0 | 0 | 0 | 0 | 0 | [11 empty] | 419.0643
0 | PI690406-674.1 |  |  | 0 | 0.059055 | 0 | 25 | 0.013 | 0 | 2.0507 | 15 | 228.2988 | UNKN | Conduit | 15 | 1 |  | 0 | 107.6391 | 107.6391 | 0.0010764 | Estuary | 0 | FIXED | 18.94 | PI690406-445 | 0 | 0.10075 | SUBURBS | 0 | 0 | 0 | 1 | Cond | 20 | 32.8084 | 1 | N | 0 |  | CIRC | ROAD | 0.7874 | Full | 0 | Other |  | 0.059055 | 0 | 25 | 0.013 | 0.27 | FIXED | 19.17 | PI690406-674 | 0 | 0 | 0 | 0 | 0 | 0 | 0 | 0 | 0 | 0 | 0 | [11 empty] | 228.2979
0 | PI690406-1044.1 |  |  | 0 | 0.059055 | 0 | 25 | 0.013 | 0 | 2.0144 | 15 | 370.3505 | UNKN | Conduit | 15 | 1 |  | 0 | 107.6391 | 107.6391 | 0.0010764 | Estuary | 0 | FIXED | 19.17 | PI690406-674 | 0 | 0.097205 | SUBURBS | 0 | 0 | 0 | 1 | Cond | 20 | 32.8084 | 1 | N | 0 |  | CIRC | ROAD | 0.7874 | Full | 0 | Other |  | 0.059055 | 0 | 25 | 0.013 | 0.26 | FIXED | 19.53 | PI690406-1044 | 0 | 0 | 0 | 0 | 0 | 0 | 0 | 0 | 0 | 0 | 0 | [11 empty] | 370.3505
0 | PI690406-427.1 |  |  | 0 | 0.059055 | 0 | 25 | 0.013 | 0 | 3.2394 | 15 | 286.4093 | UNKN | Conduit | 15 | 1 |  | 0 | 107.6391 | 107.6391 | 0.0010764 | Estuary | 0 | FIXED | 17.43 | PI690406-141 | 0 | 0.25139 | SUBURBS | 0 | 0 | 0 | 1 | Cond | 20 | 32.8084 | 1 | N | 0 |  | CIRC | ROAD | 0.7874 | Full | 0 | Other |  | 0.059055 | 0 | 25 | 0.013 | 0.5 | FIXED | 18.15 | PI690406-427 | 0 | 0 | 0 | 0 | 0 | 0 | 0 | 0 | 0 | 0 | 0 | [11 empty] | 286.4089
0 | PI7710-524.1 |  |  | 0 | 0.059055 | 0 | 25 | 0.013 | 0 | 3.2859 | 15 | 50.2621 | UNKN | Conduit | 15 | 1 |  | 0 | 107.6391 | 107.6391 | 0.0010764 | Estuary | 0 | FIXED | 40.17 | PI7710-473 | 0 | 0.25864 | SUBURBS | 0 | 0 | 0 | 1 | Cond | 20 | 32.8084 | 1 | N | 0 |  | CIRC | ROAD | 0.7874 | Full | 0 | Other |  | 0.059055 | 0 | 25 | 0.013 | 0.18 | FIXED | 40.3 | PI7710-524 | 0 | 0 | 0 | 0 | 0 | 0 | 0 | 0 | 0 | 0 | 0 | [11 empty] | 50.2618
0 | PI7710-634.1 |  |  | 0 | 0.059055 | 0 | 25 | 0.013 | 0 | 3.2859 | 15 | 109.9945 | UNKN | Conduit | 15 | 1 |  | 0 | 107.6391 | 107.6391 | 0.0010764 | Estuary | 0 | FIXED | 40.3 | PI7710-524 | 0 | 0.25864 | SUBURBS | 0 | 0 | 0 | 1 | Cond | 20 | 32.8084 | 1 | N | 0 |  | CIRC | ROAD | 0.7874 | Full | 0 | Other |  | 0.059055 | 0 | 25 | 0.013 | 0.41 | FIXED | 40.5845 | PI7710-634 | 0 | 0 | 0 | 0 | 0 | 0 | 0 | 0 | 0 | 0 | 0 | [11 empty] | 109.994
0 | PI8000-5724.1 |  |  | 0 | 0.059055 | 0 | 25 | 0.013 | 0 | 4.7728 | 15 | 117.4095 | UNKN | Conduit | 15 | 1 |  | 0 | 107.6391 | 107.6391 | 0.0010764 | Estuary | 0 | FIXED | 57.0933 | PI8000-5607 | 0 | 0.54571 | SUBURBS | 0 | 0 | 0 | 1 | Cond | 20 | 32.8084 | 1 | N | 0 |  | CIRC | ROAD | 0.7874 | Full | 0 | Other |  | 0.059055 | 0 | 25 | 0.013 | 0.36 | FIXED | 57.734 | PI8000-5724 | 0 | 0 | 0 | 0 | 0 | 0 | 0 | 0 | 0 | 0 | 0 | [11 empty] | 117.4095
0 | PI900201-204.1 |  |  | 0 | 0.059055 | 0 | 25 | 0.013 | 0 | 3.2341 | 15 | 203.545 | UNKN | Conduit | 15 | 1 |  | 0 | 107.6391 | 107.6391 | 0.0010764 | Estuary | 0 | FIXED | 48.98 | PI9002-55 | 0 | 0.25056 | SUBURBS | 0 | 0 | 0 | 1 | Cond | 20 | 32.8084 | 1 | N | 0 |  | CIRC | ROAD | 0.7874 | Full | 0 | Other |  | 0.059055 | 0 | 25 | 0.013 | 0.17 | FIXED | 49.49 | PI900201-204 | 0 | 0 | 0 | 0 | 0 | 0 | 0 | 0 | 0 | 0 | 0 | [11 empty] | 203.5437
0 | PI8000-4955.1 |  |  | 0 | 0.059055 | 0 | 25 | 0.013 | 0 | 3.2203 | 15 | 275.8822 | UNKN | Conduit | 15 | 1 |  | 0 | 107.6391 | 107.6391 | 0.0010764 | Estuary | 0 | FIXED | 52.85 | PI8000-4679 | 0 | 0.24842 | SUBURBS | 0 | 0 | 0 | 1 | Cond | 20 | 32.8084 | 1 | N | 0 |  | CIRC | ROAD | 0.7874 | Full | 0 | Other |  | 0.059055 | 0 | 25 | 0.013 | 0.2 | FIXED | 53.5353 | PI8000-4955 | 0 | 0 | 0 | 0 | 0 | 0 | 0 | 0 | 0 | 0 | 0 | [11 empty] | 275.882
0 | PI8500-1963.1 |  |  | 0 | 0.059055 | 0 | 25 | 0.013 | 0 | 6.6821 | 15 | 306.0224 | UNKN | Conduit | 15 | 1 |  | 0 | 107.6391 | 107.6391 | 0.0010764 | Estuary | 0 | FIXED | 28.0122 | PI8500-1657 | 0 | 1.0696 | SUBURBS | 0 | 0 | 0 | 1 | Cond | 20 | 32.8084 | 1 | N | 0 |  | CIRC | ROAD | 0.7874 | Full | 0 | Other |  | 0.059055 | 0 | 25 | 0.013 | 0.69 | FIXED | 31.2855 | PI8500-1963 | 0 | 0 | 0 | 0 | 0 | 0 | 0 | 0 | 0 | 0 | 0 | [11 empty] | 306.0224
0 | PI8500-1657.1 |  |  | 0 | 0.059055 | 0 | 25 | 0.013 | 0 | 3.1849 | 15 | 424.092 | UNKN | Conduit | 15 | 1 |  | 0 | 107.6391 | 107.6391 | 0.0010764 | Estuary | 0 | FIXED | 26.9817 | PI8500-1232 | 0 | 0.24299 | SUBURBS | 0 | 0 | 0 | 1 | Cond | 20 | 32.8084 | 1 | N | 0 |  | CIRC | ROAD | 0.7874 | Full | 0 | Other |  | 0.059055 | 0 | 25 | 0.013 | 0.17 | FIXED | 28.0122 | PI8500-1657 | 0 | 0 | 0 | 0 | 0 | 0 | 0 | 0 | 0 | 0 | 0 | [11 empty] | 424.091
0 | PI8000-5341.1 |  |  | 0 | 0.059055 | 0 | 25 | 0.013 | 0 | 4.7728 | 15 | 386.9065 | UNKN | Conduit | 15 | 1 |  | 0 | 107.6391 | 107.6391 | 0.0010764 | Estuary | 0 | FIXED | 53.5353 | PI8000-4955 | 0 | 0.54571 | SUBURBS | 0 | 0 | 0 | 1 | Cond | 20 | 32.8084 | 1 | N | 0 |  | CIRC | ROAD | 0.7874 | Full | 0 | Other |  | 0.059055 | 0 | 25 | 0.013 | 0.33 | FIXED | 55.6467 | PI8000-5341 | 0 | 0 | 0 | 0 | 0 | 0 | 0 | 0 | 0 | 0 | 0 | [11 empty] | 386.9054
0 | PI8000-5607.1 |  |  | 0 | 0.059055 | 0 | 25 | 0.013 | 0 | 4.7728 | 15 | 265.087 | UNKN | Conduit | 15 | 1 |  | 0 | 107.6391 | 107.6391 | 0.0010764 | Estuary | 0 | FIXED | 55.6467 | PI8000-5341 | 0 | 0.54571 | SUBURBS | 0 | 0 | 0 | 1 | Cond | 20 | 32.8084 | 1 | N | 0 |  | CIRC | ROAD | 0.7874 | Full | 0 | Other |  | 0.059055 | 0 | 25 | 0.013 | 0.35 | FIXED | 57.0933 | PI8000-5607 | 0 | 0 | 0 | 0 | 0 | 0 | 0 | 0 | 0 | 0 | 0 | [11 empty] | 265.0867
0 | PI8000-4679.1 |  |  | 0 | 0.059055 | 0 | 25 | 0.013 | 0 | 3.2203 | 15 | 301.9097 | UNKN | Conduit | 15 | 1 |  | 0 | 107.6391 | 107.6391 | 0.0010764 | Estuary | 0 | FIXED | 52.1 | PI8000-4377 | 0 | 0.24842 | SUBURBS | 0 | 0 | 0 | 1 | Cond | 20 | 32.8084 | 1 | N | 0 |  | CIRC | ROAD | 0.7874 | Full | 0 | Other |  | 0.059055 | 0 | 25 | 0.013 | 0.17 | FIXED | 52.85 | PI8000-4679 | 0 | 0 | 0 | 0 | 0 | 0 | 0 | 0 | 0 | 0 | 0 | [11 empty] | 301.9086
0 | PI7800-10997.1 |  |  | 0 | 0.059055 | 0 | 25 | 0.013 | 0 | 3.4436 | 15 | 162.1199 | UNKN | Conduit | 15 | 1 |  | 0 | 107.6391 | 107.6391 | 0.0010764 | Estuary | 0 | FIXED | 49.5473 | PI7800-10835 | 0 | 0.28408 | SUBURBS | 0 | 0 | 0 | 1 | Cond | 20 | 32.8084 | 1 | N | 0 |  | CIRC | ROAD | 0.7874 | Full | 0 | Other |  | 0.059055 | 0 | 25 | 0.013 | 0.48 | FIXED | 50.0079 | PI7800-10997 | 0 | 0 | 0 | 0 | 0 | 0 | 0 | 0 | 0 | 0 | 0 | [11 empty] | 162.1198
0 | PI1500-6963.1 |  |  | 0 | 0.059055 | 0 | 25 | 0.013 | 0 | 3.8992 | 15 | 124.2355 | UNKN | Conduit | 15 | 1 |  | 0 | 107.6391 | 107.6391 | 0.0010764 | Estuary | 0 | FIXED | 51.5975 | PI1500-6839 | 0 | 0.36422 | SUBURBS | 0 | 0 | 0 | 1 | Cond | 20 | 32.8084 | 1 | N | 0 |  | CIRC | ROAD | 0.7874 | Full | 0 | Other |  | 0.059055 | 0 | 25 | 0.013 | 0.17 | FIXED | 52.05 | PI1500-6963 | 0 | 0 | 0 | 0 | 0 | 0 | 0 | 0 | 0 | 0 | 0 | [11 empty] | 124.2347
0 | PI1500-7365.1 |  |  | 0 | 0.059055 | 0 | 25 | 0.013 | 0 | 3.6325 | 15 | 401.771 | UNKN | Conduit | 15 | 1 |  | 0 | 107.6391 | 107.6391 | 0.0010764 | Estuary | 0 | FIXED | 52.05 | PI1500-6963 | 0 | 0.3161 | SUBURBS | 0 | 0 | 0 | 1 | Cond | 20 | 32.8084 | 1 | N | 0 |  | CIRC | ROAD | 0.7874 | Full | 0 | Other |  | 0.059055 | 0 | 25 | 0.013 | 0.82 | FIXED | 53.32 | PI1500-7365 | 0 | 0 | 0 | 0 | 0 | 0 | 0 | 0 | 0 | 0 | 0 | [11 empty] | 401.7711
0 | PI680102-343.1 |  |  | 0 | 0.059055 | 0 | 25 | 0.013 | 0 | 2.8617 | 15 | 259.9612 | UNKN | Conduit | 15 | 1 |  | 0 | 107.6391 | 107.6391 | 0.0010764 | Estuary | 0 | FIXED | 14.35 | PI680102-83 | 0 | 0.19618 | SUBURBS | 0 | 0 | 0 | 1 | Cond | 20 | 32.8084 | 1 | N | 0 |  | CIRC | ROAD | 0.7874 | Full | 0 | Other |  | 0.059055 | 0 | 25 | 0.013 | 0.63 | FIXED | 14.86 | PI680102-343 | 0 | 0 | 0 | 0 | 0 | 0 | 0 | 0 | 0 | 0 | 0 | [11 empty] | 259.9213
0 | PI1503-2921.1 |  |  | 0 | 0.059055 | 0 | 25 | 0.013 | 0 | 3.2232 | 15 | 425.9154 | UNKN | Conduit | 15 | 1 |  | 0 | 107.6391 | 107.6391 | 0.0010764 | Estuary | 0 | FIXED | 52.07 | PI1503-2495 | 0 | 0.24888 | SUBURBS | 0 | 0 | 0 | 1 | Cond | 20 | 32.8084 | 1 | N | 0 |  | CIRC | ROAD | 0.7874 | Full | 0 | Other |  | 0.059055 | 0 | 25 | 0.013 | 0.24 | FIXED | 53.13 | PI1503-2921 | 0 | 0 | 0 | 0 | 0 | 0 | 0 | 0 | 0 | 0 | 0 | [11 empty] | 425.8299
0 | PI150301-251.1 |  |  | 0 | 0.059055 | 0 | 25 | 0.013 | 0 | 3.24 | 15 | 250.5205 | UNKN | Conduit | 15 | 1 |  | 0 | 107.6391 | 107.6391 | 0.0010764 | Estuary | 0 | FIXED | 55.31 | PI1503-2989 | 0 | 0.25148 | SUBURBS | 0 | 0 | 0 | 1 | Cond | 20 | 32.8084 | 1 | N | 0 |  | CIRC | ROAD | 0.7874 | Full | 0 | Other |  | 0.059055 | 0 | 25 | 0.013 | 0.74 | FIXED | 55.94 | PI150301-251 | 0 | 0 | 0 | 0 | 0 | 0 | 0 | 0 | 0 | 0 | 0 | [11 empty] | 250.4579
0 | PI1503-2989.1 |  |  | 0 | 0.059055 | 0 | 25 | 0.013 | 0 | 11.5424 | 15 | 68.3068 | UNKN | Conduit | 15 | 1 |  | 0 | 107.6391 | 107.6391 | 0.0010764 | Estuary | 0 | FIXED | 53.13 | PI1503-2921 | 0 | 3.1915 | SUBURBS | 0 | 0 | 0 | 1 | Cond | 20 | 32.8084 | 1 | N | 0 |  | CIRC | ROAD | 0.7874 | Full | 0 | Other |  | 0.059055 | 0 | 25 | 0.013 | 0.42 | FIXED | 55.31 | PI1503-2989 | 0 | 0 | 0 | 0 | 0 | 0 | 0 | 0 | 0 | 0 | 0 | [11 empty] | 68.3015
0 | PI3200-88.1 |  |  | 0 | 0.059055 | 0 | 25 | 0.013 | 0 | 73.4466 | 36 | 75 | UNKN | Conduit | 60 | 1 |  | 0 | 107.6391 | 107.6391 | 0.0010764 | Estuary | 1 | FIXED | 50.72 | CC0300-6083 | 0 | 0.2 | SUBURBS | 0 | 0 | 0 | 1 | Cond | 20 | 32.8084 | 1 | N | 0 |  | RECT | ROAD | 0.7874 | Full | 0 | Other |  | 0.059055 | 0 | 25 | 0.013 | 0.3 | FIXED | 50.87 | PI3200-88 | 0 | 0 | 0 | 0 | 0 | 0 | 0 | 0 | 0 | 0 | 0 | [11 empty] | 88.452
0 | PI120101-457.1 |  |  | 0 | 0.059055 | 0 | 25 | 0.013 | 0 | 5.2761 | 15 | 252.3866 | UNKN | Conduit | 15 | 1 |  | 0 | 107.6391 | 107.6391 | 0.0010764 | Estuary | 0 | FIXED | 22.0424 | PI120101-204 | 0 | 0.66685 | SUBURBS | 0 | 0 | 0 | 1 | Cond | 20 | 32.8084 | 1 | N | 0 |  | CIRC | ROAD | 0.7874 | Full | 0 | Other |  | 0.059055 | 0 | 25 | 0.013 | 0.17 | FIXED | 23.7254 | PI120101-457 | 0 | 0 | 0 | 0 | 0 | 0 | 0 | 0 | 0 | 0 | 0 | [11 empty] | 252.387
0 | PI1400-2007.1 |  |  | 0 | 0.059055 | 0 | 25 | 0.013 | 0 | 3.1995 | 15 | 24.4665 | UNKN | Conduit | 15 | 1 |  | 0 | 107.6391 | 107.6391 | 0.0010764 | Estuary | 0 | FIXED | 32.25 | PI1400-1982 | 0 | 0.24523 | SUBURBS | 0 | 0 | 0 | 1 | Cond | 20 | 32.8084 | 1 | N | 0 |  | CIRC | ROAD | 0.7874 | Full | 0 | Other |  | 0.059055 | 0 | 25 | 0.013 | 0.17 | FIXED | 32.31 | PI1400-2007 | 0 | 0 | 0 | 0 | 0 | 0 | 0 | 0 | 0 | 0 | 0 | [11 empty] | 24.4663
0 | PI2200-557.1 |  |  | 0 | 0.059055 | 0 | 25 | 0.013 | 0 | 2.5966 | 15 | 381.4172 | UNKN | Conduit | 15 | 1 |  | 0 | 107.6391 | 107.6391 | 0.0010764 | Estuary | 0 | FIXED | 28.884 | PI2200-176 | 0 | 0.16151 | SUBURBS | 0 | 0 | 0 | 1 | Cond | 20 | 32.8084 | 1 | N | 0 |  | CIRC | ROAD | 0.7874 | Full | 0 | Other |  | 0.059055 | 0 | 25 | 0.013 | 0.5 | FIXED | 29.5 | PI2200-557 | 0 | 0 | 0 | 0 | 0 | 0 | 0 | 0 | 0 | 0 | 0 | [11 empty] | 381.416
0 | PI3900-1627.1 |  |  | 0 | 0.059055 | 0 | 25 | 0.013 | 0 | 3.2659 | 15 | 74.3601 | UNKN | Conduit | 15 | 1 |  | 0 | 107.6391 | 107.6391 | 0.0010764 | Estuary | 0 | FIXED | 63.37 | PI3900-1553 | 0 | 0.25551 | SUBURBS | 0 | 0 | 0 | 1 | Cond | 20 | 32.8084 | 1 | N | 0 |  | CIRC | ROAD | 0.7874 | Full | 0 | Other |  | 0.059055 | 0 | 25 | 0.013 | 0.24 | FIXED | 63.56 | PI3900-1627 | 0 | 0 | 0 | 0 | 0 | 0 | 0 | 0 | 0 | 0 | 0 | [11 empty] | 74.3598
0 | PI3900-2115.1 |  |  | 0 | 0.059055 | 0 | 25 | 0.013 | 0 | 3.2659 | 15 | 154.4454 | UNKN | Conduit | 15 | 1 |  | 0 | 107.6391 | 107.6391 | 0.0010764 | Estuary | 0 | FIXED | 64.7754 | PI3900-1961 | 0 | 0.25551 | SUBURBS | 0 | 0 | 0 | 1 | Cond | 20 | 32.8084 | 1 | N | 0 |  | CIRC | ROAD | 0.7874 | Full | 0 | Other |  | 0.059055 | 0 | 25 | 0.013 | 0.5 | FIXED | 65.17 | PI3900-2115 | 0 | 0 | 0 | 0 | 0 | 0 | 0 | 0 | 0 | 0 | 0 | [11 empty] | 154.4445
0 | PI8500-972.1 |  |  | 0 | 0.059055 | 0 | 25 | 0.013 | 0 | 3.1849 | 15 | 259.1578 | UNKN | Conduit | 15 | 1 |  | 0 | 107.6391 | 107.6391 | 0.0010764 | Estuary | 0 | FIXED | 25.72 | PI8500-713 | 0 | 0.24299 | SUBURBS | 0 | 0 | 0 | 1 | Cond | 20 | 32.8084 | 1 | N | 0 |  | CIRC | ROAD | 0.7874 | Full | 0 | Other |  | 0.059055 | 0 | 25 | 0.013 | 0.18 | FIXED | 26.3497 | PI8500-972 | 0 | 0 | 0 | 0 | 0 | 0 | 0 | 0 | 0 | 0 | 0 | [11 empty] | 259.157
0 | PI0800-15576.1 |  |  | 0 | 0.059055 | 0 | 25 | 0.013 | 0 | 6.682 | 15 | 208.6295 | UNKN | Conduit | 15 | 1 |  | 0 | 107.6391 | 107.6391 | 0.0010764 | Estuary | 0 | FIXED | 35.6561 | PI0800-15367 | 0 | 1.0696 | SUBURBS | 0 | 0 | 0 | 1 | Cond | 20 | 32.8084 | 1 | N | 0 |  | CIRC | ROAD | 0.7874 | Full | 0 | Other |  | 0.059055 | 0 | 25 | 0.013 | 0.17 | FIXED | 37.8875 | PI0800-15576 | 0 | 0 | 0 | 0 | 0 | 0 | 0 | 0 | 0 | 0 | 0 | [11 empty] | 208.6288
0 | PI8400-4572.1 |  |  | 0 | 0.059055 | 0 | 25 | 0.013 | 0 | 5.053 | 15 | 490.4695 | UNKN | Conduit | 15 | 1 |  | 0 | 107.6391 | 107.6391 | 0.0010764 | Estuary | 0 | FIXED | 34.39 | PI8400-4081 | 0 | 0.61166 | SUBURBS | 0 | 0 | 0 | 1 | Cond | 20 | 32.8084 | 1 | N | 0 |  | CIRC | ROAD | 0.7874 | Full | 0 | Other |  | 0.059055 | 0 | 25 | 0.013 | 0.53 | FIXED | 37.39 | PI8400-4572 | 0 | 0 | 0 | 0 | 0 | 0 | 0 | 0 | 0 | 0 | 0 | [11 empty] | 490.4689
0 | PI3800-8789.1 |  |  | 0 | 0.059055 | 0 | 25 | 0.013 | 0 | 7.5791 | 15 | 304.0247 | UNKN | Conduit | 15 | 1 |  | 0 | 107.6391 | 107.6391 | 0.0010764 | Estuary | 0 | FIXED | 79.8164 | PI3800-8485 | 0 | 1.3761 | SUBURBS | 0 | 0 | 0 | 1 | Cond | 20 | 32.8084 | 1 | N | 0 |  | CIRC | ROAD | 0.7874 | Full | 0 | Other |  | 0.059055 | 0 | 25 | 0.013 | 0.5 | FIXED | 84 | PI3800-8789 | 0 | 0 | 0 | 0 | 0 | 0 | 0 | 0 | 0 | 0 | 0 | [11 empty] | 304.024
0 | PI0800-16154.1 |  |  | 0 | 0.059055 | 0 | 25 | 0.013 | 0 | 3.2805 | 15 | 578.9248 | UNKN | Conduit | 15 | 1 |  | 0 | 107.6391 | 107.6391 | 0.0010764 | Estuary | 0 | FIXED | 37.8875 | PI0800-15576 | 0 | 0.2578 | SUBURBS | 0 | 0 | 0 | 1 | Cond | 20 | 32.8084 | 1 | N | 0 |  | CIRC | ROAD | 0.7874 | Full | 0 | Other |  | 0.059055 | 0 | 25 | 0.013 | 0.4 | FIXED | 39.38 | PI0800-16154 | 0 | 0 | 0 | 0 | 0 | 0 | 0 | 0 | 0 | 0 | 0 | [11 empty] | 578.9239
0 | PI1501-3344.1 |  |  | 0 | 0.059055 | 0 | 25 | 0.013 | 0 | 3.5217 | 15 | 258.6349 | UNKN | Conduit | 15 | 1 |  | 0 | 107.6391 | 107.6391 | 0.0010764 | Estuary | 0 | FIXED | 40.9934 | PI1501-3085 | 0 | 0.29711 | SUBURBS | 0 | 0 | 0 | 1 | Cond | 20 | 32.8084 | 1 | N | 0 |  | CIRC | ROAD | 0.7874 | Full | 0 | Other |  | 0.059055 | 0 | 25 | 0.013 | 0.41 | FIXED | 41.7618 | PI1501-3344 | 0 | 0 | 0 | 0 | 0 | 0 | 0 | 0 | 0 | 0 | 0 | [11 empty] | 258.6338
0 | PI1501-3085.1 |  |  | 0 | 0.059055 | 0 | 25 | 0.013 | 0 | 3.5217 | 15 | 282.4445 | UNKN | Conduit | 15 | 1 |  | 0 | 107.6391 | 107.6391 | 0.0010764 | Estuary | 0 | FIXED | 40.1542 | PI1501-2803 | 0 | 0.29711 | SUBURBS | 0 | 0 | 0 | 1 | Cond | 20 | 32.8084 | 1 | N | 0 |  | CIRC | ROAD | 0.7874 | Full | 0 | Other |  | 0.059055 | 0 | 25 | 0.013 | 0.5 | FIXED | 40.9934 | PI1501-3085 | 0 | 0 | 0 | 0 | 0 | 0 | 0 | 0 | 0 | 0 | 0 | [11 empty] | 282.4444
0 | PI8500-472.1 |  |  | 0 | 0.059055 | 0 | 25 | 0.013 | 0 | 3.2297 | 15 | 492.232 | UNKN | Conduit | 15 | 1 |  | 0 | 107.6391 | 107.6391 | 0.0010764 | Estuary | 0 | FIXED | 23.89 | PI8400-584 | 0 | 0.24988 | SUBURBS | 0 | 0 | 0 | 1 | Cond | 20 | 32.8084 | 1 | N | 0 |  | CIRC | ROAD | 0.7874 | Full | 0 | Other |  | 0.059055 | 0 | 25 | 0.013 | 0.17 | FIXED | 25.12 | PI8500-472 | 0 | 0 | 0 | 0 | 0 | 0 | 0 | 0 | 0 | 0 | 0 | [11 empty] | 471.74
0 | PI8500-713.1 |  |  | 0 | 0.059055 | 0 | 25 | 0.013 | 0 | 3.2209 | 15 | 241.4313 | UNKN | Conduit | 15 | 1 |  | 0 | 107.6391 | 107.6391 | 0.0010764 | Estuary | 0 | FIXED | 25.12 | PI8500-472 | 0 | 0.24852 | SUBURBS | 0 | 0 | 0 | 1 | Cond | 20 | 32.8084 | 1 | N | 0 |  | CIRC | ROAD | 0.7874 | Full | 0 | Other |  | 0.059055 | 0 | 25 | 0.013 | 0.18 | FIXED | 25.72 | PI8500-713 | 0 | 0 | 0 | 0 | 0 | 0 | 0 | 0 | 0 | 0 | 0 | [11 empty] | 241.431
0 | PI6905-222.1 |  |  | 0 | 0.059055 | 0 | 25 | 0.013 | 0 | 4.8629 | 15 | 222.4249 | UNKN | Conduit | 15 | 1 |  | 0 | 107.6391 | 107.6391 | 0.0010764 | Estuary | 0 | FIXED | 12.98 | PI6900-2620 | 0 | 0.56648 | SUBURBS | 0 | 0 | 0 | 1 | Cond | 20 | 32.8084 | 1 | N | 0 |  | CIRC | ROAD | 0.7874 | Full | 0 | Other |  | 0.059055 | 0 | 25 | 0.013 | 0.64 | FIXED | 14.24 | PI6905-222 | 0 | 0 | 0 | 0 | 0 | 0 | 0 | 0 | 0 | 0 | 0 | [11 empty] | 222.424
0 | PI580501-69.1 |  |  | 0 | 0.059055 | 0 | 25 | 0.013 | 0 | 6.6009 | 15 | 68.9799 | UNKN | Conduit | 15 | 1 |  | 0 | 107.6391 | 107.6391 | 0.0010764 | Estuary | 0 | FIXED | 46.14 | PI5805-622 | 0 | 1.0438 | SUBURBS | 0 | 0 | 0 | 1 | Cond | 20 | 32.8084 | 1 | N | 0 |  | CIRC | ROAD | 0.7874 | Full | 0 | Other |  | 0.059055 | 0 | 25 | 0.013 | 0.5 | FIXED | 46.86 | PI580501-69 | 0 | 0 | 0 | 0 | 0 | 0 | 0 | 0 | 0 | 0 | 0 | [11 empty] | 68.9797
0 | PI1200-2261.1 |  |  | 0 | 0.059055 | 0 | 25 | 0.013 | 0 | 5.9092 | 15 | 255.0635 | UNKN | Conduit | 15 | 1 |  | 0 | 107.6391 | 107.6391 | 0.0010764 | Estuary | 0 | FIXED | 20.8664 | PI1200-2006 | 0 | 0.8365 | SUBURBS | 0 | 0 | 0 | 1 | Cond | 20 | 32.8084 | 1 | N | 0 |  | CIRC | ROAD | 0.7874 | Full | 0 | Other |  | 0.059055 | 0 | 25 | 0.013 | 0.5 | FIXED | 23 | PI1200-2261 | 0 | 0 | 0 | 0 | 0 | 0 | 0 | 0 | 0 | 0 | 0 | [11 empty] | 255.0626
0 | PI1400-2212.1 |  |  | 0 | 0.059055 | 0 | 25 | 0.013 | 0 | 3.2224 | 15 | 205.0208 | UNKN | Conduit | 15 | 1 |  | 0 | 107.6391 | 107.6391 | 0.0010764 | Estuary | 0 | FIXED | 32.31 | PI1400-2007 | 0 | 0.24876 | SUBURBS | 0 | 0 | 0 | 1 | Cond | 20 | 32.8084 | 1 | N | 0 |  | CIRC | ROAD | 0.7874 | Full | 0 | Other |  | 0.059055 | 0 | 25 | 0.013 | 0.25 | FIXED | 32.82 | PI1400-2212 | 0 | 0 | 0 | 0 | 0 | 0 | 0 | 0 | 0 | 0 | 0 | [11 empty] | 205.0199
0 | PI8000-6524.1 |  |  | 0 | 0.059055 | 0 | 25 | 0.013 | 0 | 4.0971 | 15 | 381.8551 | UNKN | Conduit | 15 | 1 |  | 0 | 107.6391 | 107.6391 | 0.0010764 | Estuary | 0 | FIXED | 59.4162 | PI8000-6142 | 0 | 0.40213 | SUBURBS | 0 | 0 | 0 | 1 | Cond | 20 | 32.8084 | 1 | N | 0 |  | CIRC | ROAD | 0.7874 | Full | 0 | Other |  | 0.059055 | 0 | 25 | 0.013 | 0.25 | FIXED | 60.9517 | PI8000-6524 | 0 | 0 | 0 | 0 | 0 | 0 | 0 | 0 | 0 | 0 | 0 | [11 empty] | 381.8544
0 | PI8500-1232.1 |  |  | 0 | 0.059055 | 0 | 25 | 0.013 | 0 | 3.1849 | 15 | 260.0881 | UNKN | Conduit | 15 | 1 |  | 0 | 107.6391 | 107.6391 | 0.0010764 | Estuary | 0 | FIXED | 26.3497 | PI8500-972 | 0 | 0.24299 | SUBURBS | 0 | 0 | 0 | 1 | Cond | 20 | 32.8084 | 1 | N | 0 |  | CIRC | ROAD | 0.7874 | Full | 0 | Other |  | 0.059055 | 0 | 25 | 0.013 | 0.17 | FIXED | 26.9817 | PI8500-1232 | 0 | 0 | 0 | 0 | 0 | 0 | 0 | 0 | 0 | 0 | 0 | [11 empty] | 260.087
0 | PI690406-445.1 |  |  | 0 | 0.059055 | 0 | 25 | 0.013 | 0 | 13.5717 | 15 | 17.9041 | UNKN | Conduit | 15 | 1 |  | 0 | 107.6391 | 107.6391 | 0.0010764 | Estuary | 0 | FIXED | 18.15 | PI690406-427 | 0 | 4.4124 | SUBURBS | 0 | 0 | 0 | 1 | Cond | 20 | 32.8084 | 1 | N | 0 |  | CIRC | ROAD | 0.7874 | Full | 0 | Other |  | 0.059055 | 0 | 25 | 0.013 | 0.17 | FIXED | 18.94 | PI690406-445 | 0 | 0 | 0 | 0 | 0 | 0 | 0 | 0 | 0 | 0 | 0 | [11 empty] | 17.9046
0 | PI8101-998.1 |  |  | 0 | 0.059055 | 0 | 25 | 0.013 | 0 | 2.6809 | 15 | 448.1122 | UNKN | Conduit | 15 | 1 |  | 0 | 107.6391 | 107.6391 | 0.0010764 | Estuary | 0 | FIXED | 47.7285 | PI8101-549 | 0 | 0.17218 | SUBURBS | 0 | 0 | 0 | 1 | Cond | 20 | 32.8084 | 1 | N | 0 |  | CIRC | ROAD | 0.7874 | Full | 0 | Other |  | 0.059055 | 0 | 25 | 0.013 | 0.17 | FIXED | 48.5 | PI8101-998 | 0 | 0 | 0 | 0 | 0 | 0 | 0 | 0 | 0 | 0 | 0 | [11 empty] | 448.1117
0 | PI8101-549.1 |  |  | 0 | 0.059055 | 0 | 25 | 0.013 | 0 | 2.6809 | 15 | 71.3946 | UNKN | Conduit | 15 | 1 |  | 0 | 107.6391 | 107.6391 | 0.0010764 | Estuary | 0 | FIXED | 47.6055 | PI8101-478 | 0 | 0.17218 | SUBURBS | 0 | 0 | 0 | 1 | Cond | 20 | 32.8084 | 1 | N | 0 |  | CIRC | ROAD | 0.7874 | Full | 0 | Other |  | 0.059055 | 0 | 25 | 0.013 | 0.5 | FIXED | 47.7285 | PI8101-549 | 0 | 0 | 0 | 0 | 0 | 0 | 0 | 0 | 0 | 0 | 0 | [11 empty] | 71.3937
0 | PI0802-383.1 |  |  | 0 | 0.059055 | 0 | 25 | 0.013 | 0 | 3.2319 | 15 | 339.6938 | UNKN | Conduit | 15 | 1 |  | 0 | 107.6391 | 107.6391 | 0.0010764 | Estuary | 0 | FIXED | 21.81 | PI0802-43 | 0 | 0.25023 | SUBURBS | 0 | 0 | 0 | 1 | Cond | 20 | 32.8084 | 1 | N | 0 |  | CIRC | ROAD | 0.7874 | Full | 0 | Other |  | 0.059055 | 0 | 25 | 0.013 | 0.5 | FIXED | 22.66 | PI0802-383 | 0 | 0 | 0 | 0 | 0 | 0 | 0 | 0 | 0 | 0 | 0 | [11 empty] | 339.6308
0 | PI0302-857.1 |  |  | 0 | 0.059055 | 0 | 25 | 0.013 | 0 | 2.4976 | 15 | 401.5059 | UNKN | Conduit | 15 | 1 |  | 0 | 107.6391 | 107.6391 | 0.0010764 | Estuary | 0 | FIXED | 21.85 | PI0302-456 | 0 | 0.14944 | SUBURBS | 0 | 0 | 0 | 1 | Cond | 20 | 32.8084 | 1 | N | 0 |  | CIRC | ROAD | 0.7874 | Full | 0 | Other |  | 0.059055 | 0 | 25 | 0.013 | 0.5 | FIXED | 22.45 | PI0302-857 | 0 | 0 | 0 | 0 | 0 | 0 | 0 | 0 | 0 | 0 | 0 | [11 empty] | 401.4653
0 | PI0602-540.1 |  |  | 0 | 0.059055 | 0 | 25 | 0.013 | 0 | 3.9753 | 15 | 79.2458 | UNKN | Conduit | 15 | 1 |  | 0 | 107.6391 | 107.6391 | 0.0010764 | Estuary | 0 | FIXED | 45.07 | PI0602-460 | 0 | 0.37857 | SUBURBS | 0 | 0 | 0 | 1 | Cond | 20 | 32.8084 | 1 | N | 0 |  | CIRC | ROAD | 0.7874 | Full | 0 | Other |  | 0.059055 | 0 | 25 | 0.013 | 0.5 | FIXED | 45.37 | PI0602-540 | 0 | 0 | 0 | 0 | 0 | 0 | 0 | 0 | 0 | 0 | 0 | [11 empty] | 79.2448
0 | PI0602-460.1 |  |  | 0 | 0.059055 | 0 | 25 | 0.013 | 0 | 2.9069 | 15 | 202.5457 | UNKN | Conduit | 15 | 1 |  | 0 | 107.6391 | 107.6391 | 0.0010764 | Estuary | 0 | FIXED | 44.66 | PI0602-258 | 0 | 0.20242 | SUBURBS | 0 | 0 | 0 | 1 | Cond | 20 | 32.8084 | 1 | N | 0 |  | CIRC | ROAD | 0.7874 | Full | 0 | Other |  | 0.059055 | 0 | 25 | 0.013 | 0.75 | FIXED | 45.07 | PI0602-460 | 0 | 0 | 0 | 0 | 0 | 0 | 0 | 0 | 0 | 0 | 0 | [11 empty] | 202.5451
0 | PI0600-2725.1 |  |  | 0 | 0.059055 | 0 | 25 | 0.013 | 0 | 3.9627 | 15 | 116.9665 | UNKN | Conduit | 15 | 1 |  | 0 | 107.6391 | 107.6391 | 0.0010764 | Estuary | 0 | FIXED | 44.61 | PI0600-2608 | 0 | 0.37618 | SUBURBS | 0 | 0 | 0 | 1 | Cond | 20 | 32.8084 | 1 | N | 0 |  | CIRC | ROAD | 0.7874 | Full | 0 | Other |  | 0.059055 | 0 | 25 | 0.013 | 0.26 | FIXED | 45.05 | PI0600-2725 | 0 | 0 | 0 | 0 | 0 | 0 | 0 | 0 | 0 | 0 | 0 | [11 empty] | 116.9663
0 | PI0600-2608.1 |  |  | 0 | 0.059055 | 0 | 25 | 0.013 | 0 | 2.8916 | 15 | 264.6019 | UNKN | Conduit | 15 | 1 |  | 0 | 107.6391 | 107.6391 | 0.0010764 | Estuary | 0 | FIXED | 44.08 | PI0600-2343 | 0 | 0.2003 | SUBURBS | 0 | 0 | 0 | 1 | Cond | 20 | 32.8084 | 1 | N | 0 |  | CIRC | ROAD | 0.7874 | Full | 0 | Other |  | 0.059055 | 0 | 25 | 0.013 | 0.75 | FIXED | 44.61 | PI0600-2608 | 0 | 0 | 0 | 0 | 0 | 0 | 0 | 0 | 0 | 0 | 0 | [11 empty] | 264.5791
0 | PI0602-247.1 |  |  | 0 | 0.059055 | 0 | 25 | 0.013 | 0 | 3.0515 | 15 | 246.5629 | UNKN | Conduit | 15 | 1 |  | 0 | 107.6391 | 107.6391 | 0.0010764 | Estuary | 0 | FIXED | 44.08 | PI0600-2343 | 0 | 0.22307 | SUBURBS | 0 | 0 | 0 | 1 | Cond | 20 | 32.8084 | 1 | N | 0 |  | CIRC | ROAD | 0.7874 | Full | 0 | Other |  | 0.059055 | 0 | 25 | 0.013 | 0.17 | FIXED | 44.63 | PI0602-247 | 0 | 0 | 0 | 0 | 0 | 0 | 0 | 0 | 0 | 0 | 0 | [11 empty] | 246.531
0 | PI0602-258.1 |  |  | 0 | 0.059055 | 0 | 25 | 0.013 | 0 | 3.3433 | 15 | 11.2035 | UNKN | Conduit | 15 | 1 |  | 0 | 107.6391 | 107.6391 | 0.0010764 | Estuary | 0 | FIXED | 44.63 | PI0602-247 | 0 | 0.26777 | SUBURBS | 0 | 0 | 0 | 1 | Cond | 20 | 32.8084 | 1 | N | 0 |  | CIRC | ROAD | 0.7874 | Full | 0 | Other |  | 0.059055 | 0 | 25 | 0.013 | 0.17 | FIXED | 44.66 | PI0602-258 | 0 | 0 | 0 | 0 | 0 | 0 | 0 | 0 | 0 | 0 | 0 | [11 empty] | 11.2038
0 | PI0704-80.1 |  |  | 0 | 0.059055 | 0 | 25 | 0.013 | 0 | 11.3114 | 15 | 79.9333 | UNKN | Conduit | 15 | 1 |  | 0 | 107.6391 | 107.6391 | 0.0010764 | Estuary | 0 | FIXED | 44.16 | PI0700-2048 | 0 | 3.0651 | SUBURBS | 0 | 0 | 0 | 1 | Cond | 20 | 32.8084 | 1 | N | 0 |  | CIRC | ROAD | 0.7874 | Full | 0 | Other |  | 0.059055 | 0 | 25 | 0.013 | 0.5 | FIXED | 46.61 | PI0704-80 | 0 | 0 | 0 | 0 | 0 | 0 | 0 | 0 | 0 | 0 | 0 | [11 empty] | 79.9329
0 | PI5813-502.1 |  |  | 0 | 0.059055 | 0 | 25 | 0.013 | 0 | 4.0181 | 15 | 501.5927 | UNKN | Conduit | 15 | 1 |  | 0 | 107.6391 | 107.6391 | 0.0010764 | Estuary | 0 | FIXED | 48.35 | PI5800-3722 | 0 | 0.38677 | SUBURBS | 0 | 0 | 0 | 1 | Cond | 20 | 32.8084 | 1 | N | 0 |  | CIRC | ROAD | 0.7874 | Full | 0 | Other |  | 0.059055 | 0 | 25 | 0.013 | 0.5 | FIXED | 50.29 | PI5813-502 | 0 | 0 | 0 | 0 | 0 | 0 | 0 | 0 | 0 | 0 | 0 | [11 empty] | 501.5917
0 | PI1500-6839.1 |  |  | 0 | 0.059055 | 0 | 25 | 0.013 | 0 | 3.8992 | 15 | 54.2274 | UNKN | Conduit | 15 | 1 |  | 0 | 107.6391 | 107.6391 | 0.0010764 | Estuary | 0 | FIXED | 51.4 | PI1500-6785 | 0 | 0.36422 | SUBURBS | 0 | 0 | 0 | 1 | Cond | 20 | 32.8084 | 1 | N | 0 |  | CIRC | ROAD | 0.7874 | Full | 0 | Other |  | 0.059055 | 0 | 25 | 0.013 | 0.2 | FIXED | 51.5975 | PI1500-6839 | 0 | 0 | 0 | 0 | 0 | 0 | 0 | 0 | 0 | 0 | 0 | [11 empty] | 54.2272
0 | PI1202-257.1 |  |  | 0 | 0.059055 | 0 | 25 | 0.013 | 0 | 3.2283 | 15 | 180.245 | UNKN | Conduit | 15 | 1 |  | 0 | 107.6391 | 107.6391 | 0.0010764 | Estuary | 0 | FIXED | 17.93 | PI1202-77 | 0 | 0.24966 | SUBURBS | 0 | 0 | 0 | 1 | Cond | 20 | 32.8084 | 1 | N | 0 |  | CIRC | ROAD | 0.7874 | Full | 0 | Other |  | 0.059055 | 0 | 25 | 0.013 | 0.5 | FIXED | 18.38 | PI1202-257 | 0 | 0 | 0 | 0 | 0 | 0 | 0 | 0 | 0 | 0 | 0 | [11 empty] | 180.2443
0 | PI1202-77.1 |  |  | 0 | 0.059055 | 0 | 25 | 0.013 | 0 | 3.2063 | 15 | 77.1529 | UNKN | Conduit | 15 | 1 |  | 0 | 107.6391 | 107.6391 | 0.0010764 | Estuary | 0 | FIXED | 17.74 | PI1200-902 | 0 | 0.24626 | SUBURBS | 0 | 0 | 0 | 1 | Cond | 20 | 32.8084 | 1 | N | 0 |  | CIRC | ROAD | 0.7874 | Full | 0 | Other |  | 0.059055 | 0 | 25 | 0.013 | 0.29 | FIXED | 17.93 | PI1202-77 | 0 | 0 | 0 | 0 | 0 | 0 | 0 | 0 | 0 | 0 | 0 | [11 empty] | 77.1527
0 | PI1200-2006.1 |  |  | 0 | 0.059055 | 0 | 25 | 0.013 | 0 | 5.9092 | 15 | 62.9265 | UNKN | Conduit | 15 | 1 |  | 0 | 107.6391 | 107.6391 | 0.0010764 | Estuary | 0 | FIXED | 20.34 | PI1200-1943 | 0 | 0.8365 | SUBURBS | 0 | 0 | 0 | 1 | Cond | 20 | 32.8084 | 1 | N | 0 |  | CIRC | ROAD | 0.7874 | Full | 0 | Other |  | 0.059055 | 0 | 25 | 0.013 | 0.17 | FIXED | 20.8664 | PI1200-2006 | 0 | 0 | 0 | 0 | 0 | 0 | 0 | 0 | 0 | 0 | 0 | [11 empty] | 62.9261
0 | PI1203-246.1 |  |  | 0 | 0.059055 | 0 | 25 | 0.013 | 0 | 3.3449 | 15 | 246.2551 | UNKN | Conduit | 15 | 1 |  | 0 | 107.6391 | 107.6391 | 0.0010764 | Estuary | 0 | FIXED | 20.34 | PI1200-1943 | 0 | 0.26801 | SUBURBS | 0 | 0 | 0 | 1 | Cond | 20 | 32.8084 | 1 | N | 0 |  | CIRC | ROAD | 0.7874 | Full | 0 | Other |  | 0.059055 | 0 | 25 | 0.013 | 0.5 | FIXED | 21 | PI1203-246 | 0 | 0 | 0 | 0 | 0 | 0 | 0 | 0 | 0 | 0 | 0 | [11 empty] | 246.2543
0 | PI1102-290.1 |  |  | 0 | 0.059055 | 0 | 25 | 0.013 | 0 | 3.2284 | 15 | 152.1951 | UNKN | Conduit | 15 | 1 |  | 0 | 107.6391 | 107.6391 | 0.0010764 | Estuary | 0 | FIXED | 17.47 | PI1102-138 | 0 | 0.24968 | SUBURBS | 0 | 0 | 0 | 1 | Cond | 20 | 32.8084 | 1 | N | 0 |  | CIRC | ROAD | 0.7874 | Full | 0 | Other |  | 0.059055 | 0 | 25 | 0.013 | 0.5 | FIXED | 17.85 | PI1102-290 | 0 | 0 | 0 | 0 | 0 | 0 | 0 | 0 | 0 | 0 | 0 | [11 empty] | 152.1948
0 | PI1800-268.1 |  |  | 0 | 0.059055 | 0 | 25 | 0.013 | 0 | 2.496 | 15 | 234.5185 | UNKN | Conduit | 15 | 1 |  | 0 | 107.6391 | 107.6391 | 0.0010764 | Estuary | 0 | FIXED | 20.24 | PI1800-33 | 0 | 0.14924 | SUBURBS | 0 | 0 | 0 | 1 | Cond | 20 | 32.8084 | 1 | N | 0 |  | CIRC | ROAD | 0.7874 | Full | 0 | Other |  | 0.059055 | 0 | 25 | 0.013 | 0.5 | FIXED | 20.59 | PI1800-268 | 0 | 0 | 0 | 0 | 0 | 0 | 0 | 0 | 0 | 0 | 0 | [11 empty] | 234.4675
0 | PI1800-33.1 |  |  | 0 | 0.059055 | 0 | 25 | 0.013 | 0 | 13.4011 | 15 | 33.4717 | UNKN | Conduit | 15 | 1 |  | 0 | 107.6391 | 107.6391 | 0.0010764 | Estuary | 1 | FIXED | 18.8 | CC0200-434 | 0 | 4.3021 | SUBURBS | 0 | 0 | 0 | 1 | Cond | 20 | 32.8084 | 1 | N | 0 |  | CIRC | ROAD | 0.7874 | Full | 0 | Other |  | 0.059055 | 0 | 25 | 0.013 | 0.43 | FIXED | 20.24 | PI1800-33 | 0 | 0 | 0 | 0 | 0 | 0 | 0 | 0 | 0 | 0 | 0 | [11 empty] | 33.415
0 | PI030302-691.1 |  |  | 0 | 0.059055 | 0 | 25 | 0.013 | 0 | 3.1114 | 15 | 323.4085 | UNKN | Conduit | 15 | 1 |  | 0 | 107.6391 | 107.6391 | 0.0010764 | Estuary | 0 | FIXED | 25.16 | PI030302-368 | 0 | 0.2319 | SUBURBS | 0 | 0 | 0 | 1 | Cond | 20 | 32.8084 | 1 | N | 0 |  | CIRC | ROAD | 0.7874 | Full | 0 | Other |  | 0.059055 | 0 | 25 | 0.013 | 0.75 | FIXED | 25.91 | PI030302-691 | 0 | 0 | 0 | 0 | 0 | 0 | 0 | 0 | 0 | 0 | 0 | [11 empty] | 323.4074
0 | PI0307-204.1 |  |  | 0 | 0.059055 | 0 | 25 | 0.013 | 0 | 3.6228 | 15 | 203.5594 | UNKN | Conduit | 15 | 1 |  | 0 | 107.6391 | 107.6391 | 0.0010764 | Estuary | 0 | FIXED | 26.61 | PI0300-10914 | 0 | 0.3144 | SUBURBS | 0 | 0 | 0 | 1 | Cond | 20 | 32.8084 | 1 | N | 0 |  | CIRC | ROAD | 0.7874 | Full | 0 | Other |  | 0.059055 | 0 | 25 | 0.013 | 0.5 | FIXED | 27.25 | PI0307-204 | 0 | 0 | 0 | 0 | 0 | 0 | 0 | 0 | 0 | 0 | 0 | [11 empty] | 203.5583
0 | PI0306-84.1 |  |  | 0 | 0.059055 | 0 | 25 | 0.013 | 0 | 4.0564 | 15 | 83.7189 | UNKN | Conduit | 15 | 1 |  | 0 | 107.6391 | 107.6391 | 0.0010764 | Estuary | 0 | FIXED | 25.25 | PI0300-10465 | 0 | 0.39418 | SUBURBS | 0 | 0 | 0 | 1 | Cond | 20 | 32.8084 | 1 | N | 0 |  | CIRC | ROAD | 0.7874 | Full | 0 | Other |  | 0.059055 | 0 | 25 | 0.013 | 0.17 | FIXED | 25.58 | PI0306-84 | 0 | 0 | 0 | 0 | 0 | 0 | 0 | 0 | 0 | 0 | 0 | [11 empty] | 83.7191
0 | PI0306-495.1 |  |  | 0 | 0.059055 | 0 | 25 | 0.013 | 0 | 2.5082 | 15 | 411.4092 | UNKN | Conduit | 15 | 1 |  | 0 | 107.6391 | 107.6391 | 0.0010764 | Estuary | 0 | FIXED | 25.58 | PI0306-84 | 0 | 0.1507 | SUBURBS | 0 | 0 | 0 | 1 | Cond | 20 | 32.8084 | 1 | N | 0 |  | CIRC | ROAD | 0.7874 | Full | 0 | Other |  | 0.059055 | 0 | 25 | 0.013 | 0.5 | FIXED | 26.2 | PI0306-495 | 0 | 0 | 0 | 0 | 0 | 0 | 0 | 0 | 0 | 0 | 0 | [11 empty] | 411.408
0 | PI1201-1141.1 |  |  | 0 | 0.059055 | 0 | 25 | 0.013 | 0 | 3.2236 | 15 | 208.2128 | UNKN | Conduit | 15 | 1 |  | 0 | 107.6391 | 107.6391 | 0.0010764 | Estuary | 0 | FIXED | 22.3747 | PI1201-933 | 0 | 0.24893 | SUBURBS | 0 | 0 | 0 | 1 | Cond | 20 | 32.8084 | 1 | N | 0 |  | CIRC | ROAD | 0.7874 | Full | 0 | Other |  | 0.059055 | 0 | 25 | 0.013 | 0.17 | FIXED | 22.893 | PI1201-1141 | 0 | 0 | 0 | 0 | 0 | 0 | 0 | 0 | 0 | 0 | 0 | [11 empty] | 208.212
0 | PI1201-888.1 |  |  | 0 | 0.059055 | 0 | 25 | 0.013 | 0 | 3.2236 | 15 | 204.9081 | UNKN | Conduit | 15 | 1 |  | 0 | 107.6391 | 107.6391 | 0.0010764 | Estuary | 0 | FIXED | 21.755 | PI1201-684 | 0 | 0.24893 | SUBURBS | 0 | 0 | 0 | 1 | Cond | 20 | 32.8084 | 1 | N | 0 |  | CIRC | ROAD | 0.7874 | Full | 0 | Other |  | 0.059055 | 0 | 25 | 0.013 | 0.25 | FIXED | 22.265 | PI1201-888 | 0 | 0 | 0 | 0 | 0 | 0 | 0 | 0 | 0 | 0 | 0 | [11 empty] | 204.907
0 | PI1201-684.1 |  |  | 0 | 0.059055 | 0 | 25 | 0.013 | 0 | 3.2236 | 15 | 176.74 | UNKN | Conduit | 15 | 1 |  | 0 | 107.6391 | 107.6391 | 0.0010764 | Estuary | 0 | FIXED | 21.315 | PI1201-507 | 0 | 0.24893 | SUBURBS | 0 | 0 | 0 | 1 | Cond | 20 | 32.8084 | 1 | N | 0 |  | CIRC | ROAD | 0.7874 | Full | 0 | Other |  | 0.059055 | 0 | 25 | 0.013 | 0.25 | FIXED | 21.755 | PI1201-684 | 0 | 0 | 0 | 0 | 0 | 0 | 0 | 0 | 0 | 0 | 0 | [11 empty] | 176.7396
0 | PI6605-1086.1 |  |  | 0 | 0.059055 | 0 | 25 | 0.013 | 0 | 5.6149 | 15 | 315.1342 | UNKN | Conduit | 15 | 1 |  | 0 | 107.6391 | 107.6391 | 0.0010764 | Estuary | 0 | FIXED | 13.26 | PI6605-771 | 0 | 0.75523 | SUBURBS | 0 | 0 | 0 | 1 | Cond | 20 | 32.8084 | 1 | N | 0 |  | CIRC | ROAD | 0.7874 | Full | 0 | Other |  | 0.059055 | 0 | 25 | 0.013 | 0.25 | FIXED | 15.64 | PI6605-1086 | 0 | 0 | 0 | 0 | 0 | 0 | 0 | 0 | 0 | 0 | 0 | [11 empty] | 315.0804
0 | PI1000-2345.1 |  |  | 0 | 0.059055 | 0 | 25 | 0.013 | 0 | 3.5158 | 15 | 146.9778 | UNKN | Conduit | 15 | 1 |  | 0 | 107.6391 | 107.6391 | 0.0010764 | Estuary | 0 | FIXED | 19.1763 | PI1000-2198 | 0 | 0.29611 | SUBURBS | 0 | 0 | 0 | 1 | Cond | 20 | 32.8084 | 1 | N | 0 |  | CIRC | ROAD | 0.7874 | Full | 0 | Other |  | 0.059055 | 0 | 25 | 0.013 | 0.18 | FIXED | 19.6115 | PI1000-2345 | 0 | 0 | 0 | 0 | 0 | 0 | 0 | 0 | 0 | 0 | 0 | [11 empty] | 146.9778
0 | PI1000-1994.1 |  |  | 0 | 0.059055 | 0 | 25 | 0.013 | 0 | -12.5273 | 18 | 29.9861 | UNKN | Conduit | 18 | 1 |  | 0 | 107.6391 | 107.6391 | 0.0010764 | Estuary | 0 | FIXED | 19 | PI1000-1964 | 0 | -1.4218 | SUBURBS | 0 | 0 | 0 | 1 | Cond | 20 | 32.8084 | 1 | N | 0 |  | CIRC | ROAD | 0.7874 | Full | 0 | Other |  | 0.059055 | 0 | 25 | 0.013 | 0.17 | FIXED | 18.5737 | PI1000-1994 | 0 | 0 | 0 | 0 | 0 | 0 | 0 | 0 | 0 | 0 | 0 | [11 empty] | 29.9856
0 | PI1000-2708.1 |  |  | 0 | 0.059055 | 0 | 25 | 0.013 | 0 | 3.5158 | 15 | 363.1329 | UNKN | Conduit | 15 | 1 |  | 0 | 107.6391 | 107.6391 | 0.0010764 | Estuary | 0 | FIXED | 19.6115 | PI1000-2345 | 0 | 0.29611 | SUBURBS | 0 | 0 | 0 | 1 | Cond | 20 | 32.8084 | 1 | N | 0 |  | CIRC | ROAD | 0.7874 | Full | 0 | Other |  | 0.059055 | 0 | 25 | 0.013 | 0.25 | FIXED | 20.6868 | PI1000-2708 | 0 | 0 | 0 | 0 | 0 | 0 | 0 | 0 | 0 | 0 | 0 | [11 empty] | 363.0321
0 | PI1201-933.1 |  |  | 0 | 0.059055 | 0 | 25 | 0.013 | 0 | 3.2236 | 15 | 44.0665 | UNKN | Conduit | 15 | 1 |  | 0 | 107.6391 | 107.6391 | 0.0010764 | Estuary | 0 | FIXED | 22.265 | PI1201-888 | 0 | 0.24893 | SUBURBS | 0 | 0 | 0 | 1 | Cond | 20 | 32.8084 | 1 | N | 0 |  | CIRC | ROAD | 0.7874 | Full | 0 | Other |  | 0.059055 | 0 | 25 | 0.013 | 0.76 | FIXED | 22.3747 | PI1201-933 | 0 | 0 | 0 | 0 | 0 | 0 | 0 | 0 | 0 | 0 | 0 | [11 empty] | 44.067
0 | PI1104-32.1 |  |  | 0 | 0.059055 | 0 | 25 | 0.013 | 0 | 3.2482 | 15 | 31.6512 | UNKN | Conduit | 15 | 1 |  | 0 | 107.6391 | 107.6391 | 0.0010764 | Estuary | 0 | FIXED | 22.52 | PI1100-1318 | 0 | 0.25276 | SUBURBS | 0 | 0 | 0 | 1 | Cond | 20 | 32.8084 | 1 | N | 0 |  | CIRC | ROAD | 0.7874 | Full | 0 | Other |  | 0.059055 | 0 | 25 | 0.013 | 0.5 | FIXED | 22.6 | PI1104-32 | 0 | 0 | 0 | 0 | 0 | 0 | 0 | 0 | 0 | 0 | 0 | [11 empty] | 31.651
0 | PI1105-1142.1 |  |  | 0 | 0.059055 | 0 | 25 | 0.013 | 0 | 3.2024 | 15 | 109.9033 | UNKN | Conduit | 15 | 1 |  | 0 | 107.6391 | 107.6391 | 0.0010764 | Estuary | 0 | FIXED | 24.48 | PI1105-1032 | 0 | 0.24567 | SUBURBS | 0 | 0 | 0 | 1 | Cond | 20 | 32.8084 | 1 | N | 0 |  | CIRC | ROAD | 0.7874 | Full | 0 | Other |  | 0.059055 | 0 | 25 | 0.013 | 0.5 | FIXED | 24.75 | PI1105-1142 | 0 | 0 | 0 | 0 | 0 | 0 | 0 | 0 | 0 | 0 | 0 | [11 empty] | 109.8972
0 | PI110502-88.1 |  |  | 0 | 0.059055 | 0 | 25 | 0.013 | 0 | 3.233 | 15 | 87.8657 | UNKN | Conduit | 15 | 1 |  | 0 | 107.6391 | 107.6391 | 0.0010764 | Estuary | 0 | FIXED | 24.48 | PI1105-1032 | 0 | 0.25038 | SUBURBS | 0 | 0 | 0 | 1 | Cond | 20 | 32.8084 | 1 | N | 0 |  | CIRC | ROAD | 0.7874 | Full | 0 | Other |  | 0.059055 | 0 | 25 | 0.013 | 0.5 | FIXED | 24.7 | PI110502-88 | 0 | 0 | 0 | 0 | 0 | 0 | 0 | 0 | 0 | 0 | 0 | [11 empty] | 87.865
0 | PI110501-25.1 |  |  | 0 | 0.059055 | 0 | 25 | 0.013 | 0 | 3.1806 | 15 | 24.7581 | UNKN | Conduit | 15 | 1 |  | 0 | 107.6391 | 107.6391 | 0.0010764 | Estuary | 0 | FIXED | 23.85 | PI1105-714 | 0 | 0.24234 | SUBURBS | 0 | 0 | 0 | 1 | Cond | 20 | 32.8084 | 1 | N | 0 |  | CIRC | ROAD | 0.7874 | Full | 0 | Other |  | 0.059055 | 0 | 25 | 0.013 | 0.83 | FIXED | 23.91 | PI110501-25 | 0 | 0 | 0 | 0 | 0 | 0 | 0 | 0 | 0 | 0 | 0 | [11 empty] | 24.7573
0 | PI2200-110.1 |  |  | 0 | 0.059055 | 0 | 25 | 0.013 | 0 | 9.0928 | 24 | 110.1226 | UNKN | Conduit | 24 | 1 |  | 0 | 107.6391 | 107.6391 | 0.0010764 | Estuary | 1 | FIXED | 28.6 | CC0200-1924 | 0 | 0.16151 | SUBURBS | 0 | 0 | 0 | 1 | Cond | 20 | 32.8084 | 1 | N | 0 |  | CIRC | ROAD | 0.7874 | Full | 0 | Other |  | 0.059055 | 0 | 25 | 0.013 | 0.62 | FIXED | 28.7779 | PI2200-110 | 0 | 0 | 0 | 0 | 0 | 0 | 0 | 0 | 0 | 0 | 0 | [11 empty] | 110.1225
0 | PI2200-176.1 |  |  | 0 | 0.059055 | 0 | 25 | 0.013 | 0 | 2.5966 | 15 | 37.6203 | UNKN | Conduit | 15 | 1 |  | 0 | 107.6391 | 107.6391 | 0.0010764 | Estuary | 0 | FIXED | 28.8232 | PI2200-138 | 0 | 0.16151 | SUBURBS | 0 | 0 | 0 | 1 | Cond | 20 | 32.8084 | 1 | N | 0 |  | CIRC | ROAD | 0.7874 | Full | 0 | Other |  | 0.059055 | 0 | 25 | 0.013 | 0.74 | FIXED | 28.884 | PI2200-176 | 0 | 0 | 0 | 0 | 0 | 0 | 0 | 0 | 0 | 0 | 0 | [11 empty] | 37.6206
0 | PI2200-138.1 |  |  | 0 | 0.059055 | 0 | 25 | 0.013 | 0 | 2.5966 | 15 | 28.0741 | UNKN | Conduit | 15 | 1 |  | 0 | 107.6391 | 107.6391 | 0.0010764 | Estuary | 0 | FIXED | 28.7779 | PI2200-110 | 0 | 0.16151 | SUBURBS | 0 | 0 | 0 | 1 | Cond | 20 | 32.8084 | 1 | N | 0 |  | CIRC | ROAD | 0.7874 | Full | 0 | Other |  | 0.059055 | 0 | 25 | 0.013 | 0.33 | FIXED | 28.8232 | PI2200-138 | 0 | 0 | 0 | 0 | 0 | 0 | 0 | 0 | 0 | 0 | 0 | [11 empty] | 28.0735
0 | PI0305-298.1 |  |  | 0 | 0.059055 | 0 | 25 | 0.013 | 0 | 2.9934 | 15 | 298.1609 | UNKN | Conduit | 15 | 1 |  | 0 | 107.6391 | 107.6391 | 0.0010764 | Estuary | 0 | FIXED | 23.35 | PI0300-10339 | 0 | 0.21465 | SUBURBS | 0 | 0 | 0 | 1 | Cond | 20 | 32.8084 | 1 | N | 0 |  | CIRC | ROAD | 0.7874 | Full | 0 | Other |  | 0.059055 | 0 | 25 | 0.013 | 0.5 | FIXED | 23.99 | PI0305-298 | 0 | 0 | 0 | 0 | 0 | 0 | 0 | 0 | 0 | 0 | 0 | [11 empty] | 298.1599
0 | PI8101-44.1 |  |  | 0 | 0.059055 | 0 | 25 | 0.013 | 0 | 2.6809 | 15 | 44.304 | UNKN | Conduit | 15 | 1 |  | 0 | 107.6391 | 107.6391 | 0.0010764 | Estuary | 0 | FIXED | 46.7824 | PI8100-880 | 0 | 0.17218 | SUBURBS | 0 | 0 | 0 | 1 | Cond | 20 | 32.8084 | 1 | N | 0 |  | CIRC | ROAD | 0.7874 | Full | 0 | Other |  | 0.059055 | 0 | 25 | 0.013 | 0.17 | FIXED | 46.8587 | PI8101-44 | 0 | 0 | 0 | 0 | 0 | 0 | 0 | 0 | 0 | 0 | 0 | [11 empty] | 44.3036
0 | PI9401-322.1 |  |  | 0 | 0.059055 | 0 | 25 | 0.013 | 0 | 3.3491 | 15 | 279.0183 | UNKN | Conduit | 15 | 1 |  | 0 | 107.6391 | 107.6391 | 0.0010764 | Estuary | 0 | FIXED | 81.376 | PI9401-43 | 0 | 0.2687 | SUBURBS | 0 | 0 | 0 | 1 | Cond | 20 | 32.8084 | 1 | N | 0 |  | CIRC | ROAD | 0.7874 | Full | 0 | Other |  | 0.059055 | 0 | 25 | 0.013 | 0.17 | FIXED | 82.1258 | PI9401-322 | 0 | 0 | 0 | 0 | 0 | 0 | 0 | 0 | 0 | 0 | 0 | [11 empty] | 279.0184
0 | PI9401-647.1 |  |  | 0 | 0.059055 | 0 | 25 | 0.013 | 0 | 3.3491 | 15 | 325.3635 | UNKN | Conduit | 15 | 1 |  | 0 | 107.6391 | 107.6391 | 0.0010764 | Estuary | 0 | FIXED | 82.1258 | PI9401-322 | 0 | 0.2687 | SUBURBS | 0 | 0 | 0 | 1 | Cond | 20 | 32.8084 | 1 | N | 0 |  | CIRC | ROAD | 0.7874 | Full | 0 | Other |  | 0.059055 | 0 | 25 | 0.013 | 0.5 | FIXED | 83 | PI9401-647 | 0 | 0 | 0 | 0 | 0 | 0 | 0 | 0 | 0 | 0 | 0 | [11 empty] | 325.3627
0 | PI9400-3124.1 |  |  | 0 | 0.059055 | 0 | 25 | 0.013 | 0 | 2.9038 | 15 | 263.0002 | UNKN | Conduit | 15 | 1 |  | 0 | 107.6391 | 107.6391 | 0.0010764 | Estuary | 0 | FIXED | 82.4688 | PI9400-2861 | 0 | 0.20199 | SUBURBS | 0 | 0 | 0 | 1 | Cond | 20 | 32.8084 | 1 | N | 0 |  | CIRC | ROAD | 0.7874 | Full | 0 | Other |  | 0.059055 | 0 | 25 | 0.013 | 0.5 | FIXED | 83 | PI9400-3124 | 0 | 0 | 0 | 0 | 0 | 0 | 0 | 0 | 0 | 0 | 0 | [11 empty] | 263.0003
0 | PI9400-2861.1 |  |  | 0 | 0.059055 | 0 | 25 | 0.013 | 0 | 2.9038 | 15 | 304.4126 | UNKN | Conduit | 15 | 1 |  | 0 | 107.6391 | 107.6391 | 0.0010764 | Estuary | 0 | FIXED | 81.8539 | PI9400-2557 | 0 | 0.20199 | SUBURBS | 0 | 0 | 0 | 1 | Cond | 20 | 32.8084 | 1 | N | 0 |  | CIRC | ROAD | 0.7874 | Full | 0 | Other |  | 0.059055 | 0 | 25 | 0.013 | 0.75 | FIXED | 82.4688 | PI9400-2861 | 0 | 0 | 0 | 0 | 0 | 0 | 0 | 0 | 0 | 0 | 0 | [11 empty] | 304.4127
0 | PI150101-1656.1 |  |  | 0 | 0.059055 | 0 | 25 | 0.013 | 0 | 3.8301 | 16 | 289.0542 | UNKN | Conduit | 16 | 1 |  | 0 | 107.6391 | 107.6391 | 0.0010764 | Estuary | 0 | FIXED | 37.39 | PI150101-1367 | 0 | 0.24909 | SUBURBS | 0 | 0 | 0 | 1 | Cond | 20 | 32.8084 | 1 | N | 0 |  | CIRC | ROAD | 0.7874 | Full | 0 | Other |  | 0.059055 | 0 | 25 | 0.013 | 0.5 | FIXED | 38.11 | PI150101-1656 | 0 | 0 | 0 | 0 | 0 | 0 | 0 | 0 | 0 | 0 | 0 | [11 empty] | 289.0535
0 | PI150101-1367.1 |  |  | 0 | 0.059055 | 0 | 25 | 0.013 | 0 | 3.3893 | 18 | 115.3038 | UNKN | Conduit | 18 | 1 |  | 0 | 107.6391 | 107.6391 | 0.0010764 | Estuary | 0 | FIXED | 37.27 | PI150101-1252 | 0 | 0.10407 | SUBURBS | 0 | 0 | 0 | 1 | Cond | 20 | 32.8084 | 1 | N | 0 |  | CIRC | ROAD | 0.7874 | Full | 0 | Other |  | 0.059055 | 0 | 25 | 0.013 | 0.5 | FIXED | 37.39 | PI150101-1367 | 0 | 0 | 0 | 0 | 0 | 0 | 0 | 0 | 0 | 0 | 0 | [11 empty] | 115.3042
0 | PI3301-57.1 |  |  | 0 | 0.059055 | 0 | 25 | 0.013 | 0 | 3.8016 | 16 | 57.0522 | UNKN | Conduit | 16 | 1 |  | 0 | 107.6391 | 107.6391 | 0.0010764 | Estuary | 0 | FIXED | 54.57 | PI3300-1847 | 0 | 0.24539 | SUBURBS | 0 | 0 | 0 | 1 | Cond | 20 | 32.8084 | 1 | N | 0 |  | CIRC | ROAD | 0.7874 | Full | 0 | Other |  | 0.059055 | 0 | 25 | 0.013 | 0.28 | FIXED | 54.71 | PI3301-57 | 0 | 0 | 0 | 0 | 0 | 0 | 0 | 0 | 0 | 0 | 0 | [11 empty] | 57.0517
0 | PI3301-263.1 |  |  | 0 | 0.059055 | 0 | 25 | 0.013 | 0 | 12.2984 | 16 | 205.9842 | UNKN | Conduit | 16 | 1 |  | 0 | 107.6391 | 107.6391 | 0.0010764 | Estuary | 0 | FIXED | 54.71 | PI3301-57 | 0 | 2.5682 | SUBURBS | 0 | 0 | 0 | 1 | Cond | 20 | 32.8084 | 1 | N | 0 |  | CIRC | ROAD | 0.7874 | Full | 0 | Other |  | 0.059055 | 0 | 25 | 0.013 | 0.5 | FIXED | 60 | PI3301-263 | 0 | 0 | 0 | 0 | 0 | 0 | 0 | 0 | 0 | 0 | 0 | [11 empty] | 205.9838
0 | PI2300-1551.1 |  |  | 0 | 0.059055 | 0 | 25 | 0.013 | 0 | 5.7993 | 18 | 170.6575 | UNKN | Conduit | 18 | 1 |  | 0 | 107.6391 | 107.6391 | 0.0010764 | Estuary | 0 | FIXED | 28.77 | PI2300-1380 | 0 | 0.3047 | SUBURBS | 0 | 0 | 0 | 1 | Cond | 20 | 32.8084 | 1 | N | 0 |  | CIRC | ROAD | 0.7874 | Full | 0 | Other |  | 0.059055 | 0 | 25 | 0.013 | 0.5 | FIXED | 29.29 | PI2300-1551 | 0 | 0 | 0 | 0 | 0 | 0 | 0 | 0 | 0 | 0 | 0 | [11 empty] | 170.657
0 | PI3700-1996.1 |  |  | 0 | 0.059055 | 0 | 25 | 0.013 | 0 | 5.2701 | 18 | 302.0384 | UNKN | Conduit | 18 | 1 |  | 0 | 107.6391 | 107.6391 | 0.0010764 | Estuary | 0 | FIXED | 61.41 | PI3700-1694 | 0 | 0.25162 | SUBURBS | 0 | 0 | 0 | 1 | Cond | 20 | 32.8084 | 1 | N | 0 |  | CIRC | ROAD | 0.7874 | Full | 0 | Other |  | 0.059055 | 0 | 25 | 0.013 | 0.75 | FIXED | 62.17 | PI3700-1996 | 0 | 0 | 0 | 0 | 0 | 0 | 0 | 0 | 0 | 0 | 0 | [11 empty] | 302.0374
0 | PI3700-1694.1 |  |  | 0 | 0.059055 | 0 | 25 | 0.013 | 0 | 1.6184 | 18 | 252.8567 | UNKN | Conduit | 18 | 1 |  | 0 | 107.6391 | 107.6391 | 0.0010764 | Estuary | 0 | FIXED | 61.35 | PI3700-1441 | 0 | 0.023729 | SUBURBS | 0 | 0 | 0 | 1 | Cond | 20 | 32.8084 | 1 | N | 0 |  | CIRC | ROAD | 0.7874 | Full | 0 | Other |  | 0.059055 | 0 | 25 | 0.013 | 0.17 | FIXED | 61.41 | PI3700-1694 | 0 | 0 | 0 | 0 | 0 | 0 | 0 | 0 | 0 | 0 | 0 | [11 empty] | 252.8565
0 | PI3701-249.1 |  |  | 0 | 0.059055 | 0 | 25 | 0.013 | 0 | 2.3998 | 18 | 249.1516 | UNKN | Conduit | 18 | 1 |  | 0 | 107.6391 | 107.6391 | 0.0010764 | Estuary | 0 | FIXED | 61.35 | PI3700-1441 | 0 | 0.052177 | SUBURBS | 0 | 0 | 0 | 1 | Cond | 20 | 32.8084 | 1 | N | 0 |  | CIRC | ROAD | 0.7874 | Full | 0 | Other |  | 0.059055 | 0 | 25 | 0.013 | 0.77 | FIXED | 61.48 | PI3701-249 | 0 | 0 | 0 | 0 | 0 | 0 | 0 | 0 | 0 | 0 | 0 | [11 empty] | 249.1512
0 | PI3700-2252.1 |  |  | 0 | 0.059055 | 0 | 25 | 0.013 | 0 | 5.2532 | 18 | 255.9787 | UNKN | Conduit | 18 | 1 |  | 0 | 107.6391 | 107.6391 | 0.0010764 | Estuary | 0 | FIXED | 62.17 | PI3700-1996 | 0 | 0.25002 | SUBURBS | 0 | 0 | 0 | 1 | Cond | 20 | 32.8084 | 1 | N | 0 |  | CIRC | ROAD | 0.7874 | Full | 0 | Other |  | 0.059055 | 0 | 25 | 0.013 | 0.75 | FIXED | 62.81 | PI3700-2252 | 0 | 0 | 0 | 0 | 0 | 0 | 0 | 0 | 0 | 0 | 0 | [11 empty] | 255.9782
0 | PI4201-570.1 |  |  | 0 | 0.059055 | 0 | 25 | 0.013 | 0 | 16.5602 | 18 | 298.9529 | UNKN | Conduit | 18 | 1 |  | 0 | 107.6391 | 107.6391 | 0.0010764 | Estuary | 0 | FIXED | 81.5722 | PI4201-271 | 0 | 2.4846 | SUBURBS | 0 | 0 | 0 | 1 | Cond | 20 | 32.8084 | 1 | N | 0 |  | CIRC | ROAD | 0.7874 | Full | 0 | Other |  | 0.059055 | 0 | 25 | 0.013 | 0.5 | FIXED | 89 | PI4201-570 | 0 | 0 | 0 | 0 | 0 | 0 | 0 | 0 | 0 | 0 | 0 | [11 empty] | 298.9523
0 | PI4204-1885.1 |  |  | 0 | 0.059055 | 0 | 25 | 0.013 | 0 | 5.3279 | 18 | 46.661 | UNKN | Conduit | 18 | 1 |  | 0 | 107.6391 | 107.6391 | 0.0010764 | Estuary | 0 | FIXED | 76.89 | PI4204-1838 | 0 | 0.25717 | SUBURBS | 0 | 0 | 0 | 1 | Cond | 20 | 32.8084 | 1 | N | 0 |  | CIRC | ROAD | 0.7874 | Full | 0 | Other |  | 0.059055 | 0 | 25 | 0.013 | 0.5 | FIXED | 77.01 | PI4204-1885 | 0 | 0 | 0 | 0 | 0 | 0 | 0 | 0 | 0 | 0 | 0 | [11 empty] | 46.66
0 | PI4203-1439.1 |  |  | 0 | 0.059055 | 0 | 25 | 0.013 | 0 | 4.8664 | 18 | 247.0257 | UNKN | Conduit | 18 | 1 |  | 0 | 107.6391 | 107.6391 | 0.0010764 | Estuary | 0 | FIXED | 75.84 | PI4203-1192 | 0 | 0.21455 | SUBURBS | 0 | 0 | 0 | 1 | Cond | 20 | 32.8084 | 1 | N | 0 |  | CIRC | ROAD | 0.7874 | Full | 0 | Other |  | 0.059055 | 0 | 25 | 0.013 | 0.5 | FIXED | 76.37 | PI4203-1439 | 0 | 0 | 0 | 0 | 0 | 0 | 0 | 0 | 0 | 0 | 0 | [11 empty] | 247.0252
0 | PI4203-1149.1 |  |  | 0 | 0.059055 | 0 | 25 | 0.013 | 0 | 3.7946 | 18 | 30.6627 | UNKN | Conduit | 18 | 1 |  | 0 | 107.6391 | 107.6391 | 0.0010764 | Estuary | 0 | FIXED | 75.75 | PI4203-1119 | 0 | 0.13045 | SUBURBS | 0 | 0 | 0 | 1 | Cond | 20 | 32.8084 | 1 | N | 0 |  | CIRC | ROAD | 0.7874 | Full | 0 | Other |  | 0.059055 | 0 | 25 | 0.013 | 0.31 | FIXED | 75.79 | PI4203-1149 | 0 | 0 | 0 | 0 | 0 | 0 | 0 | 0 | 0 | 0 | 0 | [11 empty] | 30.6627
0 | PI4203-1192.1 |  |  | 0 | 0.059055 | 0 | 25 | 0.013 | 0 | 3.5995 | 18 | 42.5954 | UNKN | Conduit | 18 | 1 |  | 0 | 107.6391 | 107.6391 | 0.0010764 | Estuary | 0 | FIXED | 75.79 | PI4203-1149 | 0 | 0.11738 | SUBURBS | 0 | 0 | 0 | 1 | Cond | 20 | 32.8084 | 1 | N | 0 |  | CIRC | ROAD | 0.7874 | Full | 0 | Other |  | 0.059055 | 0 | 25 | 0.013 | 0.56 | FIXED | 75.84 | PI4203-1192 | 0 | 0 | 0 | 0 | 0 | 0 | 0 | 0 | 0 | 0 | 0 | [11 empty] | 42.5953
0 | PI4203-1119.1 |  |  | 0 | 0.059055 | 0 | 25 | 0.013 | 0 | 3.2805 | 18 | 256.4164 | UNKN | Conduit | 18 | 1 |  | 0 | 107.6391 | 107.6391 | 0.0010764 | Estuary | 0 | FIXED | 75.5 | PI4203-862 | 0 | 0.097498 | SUBURBS | 0 | 0 | 0 | 1 | Cond | 20 | 32.8084 | 1 | N | 0 |  | CIRC | ROAD | 0.7874 | Full | 0 | Other |  | 0.059055 | 0 | 25 | 0.013 | 0.17 | FIXED | 75.75 | PI4203-1119 | 0 | 0 | 0 | 0 | 0 | 0 | 0 | 0 | 0 | 0 | 0 | [11 empty] | 256.397
0 | PI7819-162.1 |  |  | 0 | 0.059055 | 0 | 25 | 0.013 | 0 | 6.9207 | 18 | 162.0902 | UNKN | Conduit | 18 | 1 |  | 0 | 107.6391 | 107.6391 | 0.0010764 | Estuary | 0 | FIXED | 45.3677 | PI7800-9364 | 0 | 0.43393 | SUBURBS | 0 | 0 | 0 | 1 | Cond | 20 | 32.8084 | 1 | N | 0 |  | CIRC | ROAD | 0.7874 | Full | 0 | Other |  | 0.059055 | 0 | 25 | 0.013 | 0.17 | FIXED | 46.0711 | PI7819-162 | 0 | 0 | 0 | 0 | 0 | 0 | 0 | 0 | 0 | 0 | 0 | [11 empty] | 162.0906
0 | PI3300-2917.1 |  |  | 0 | 0.059055 | 0 | 25 | 0.013 | 0 | 10.6855 | 18 | 376.5045 | UNKN | Conduit | 18 | 1 |  | 0 | 107.6391 | 107.6391 | 0.0010764 | Estuary | 0 | FIXED | 56.3052 | PI3300-2541 | 0 | 1.0345 | SUBURBS | 0 | 0 | 0 | 1 | Cond | 20 | 32.8084 | 1 | N | 0 |  | CIRC | ROAD | 0.7874 | Full | 0 | Other |  | 0.059055 | 0 | 25 | 0.013 | 0.5 | FIXED | 60.2 | PI3300-2917 | 0 | 0 | 0 | 0 | 0 | 0 | 0 | 0 | 0 | 0 | 0 | [11 empty] | 376.4781
0 | PI1505-659.1 |  |  | 0 | 0.059055 | 0 | 25 | 0.013 | 0 | 5.9445 | 18 | 299.2787 | UNKN | Conduit | 18 | 1 |  | 0 | 107.6391 | 107.6391 | 0.0010764 | Estuary | 0 | FIXED | 54.0419 | PI1505-360 | 0 | 0.32015 | SUBURBS | 0 | 0 | 0 | 1 | Cond | 20 | 32.8084 | 1 | N | 0 |  | CIRC | ROAD | 0.7874 | Full | 0 | Other |  | 0.059055 | 0 | 25 | 0.013 | 0.5 | FIXED | 55 | PI1505-659 | 0 | 0 | 0 | 0 | 0 | 0 | 0 | 0 | 0 | 0 | 0 | [11 empty] | 299.2096
0 | PI1505-360.1 |  |  | 0 | 0.059055 | 0 | 25 | 0.013 | 0 | 5.9445 | 18 | 359.7877 | UNKN | Conduit | 18 | 1 |  | 0 | 107.6391 | 107.6391 | 0.0010764 | Estuary | 0 | FIXED | 52.89 | PI1500-5731 | 0 | 0.32015 | SUBURBS | 0 | 0 | 0 | 1 | Cond | 20 | 32.8084 | 1 | N | 0 |  | CIRC | ROAD | 0.7874 | Full | 0 | Other |  | 0.059055 | 0 | 25 | 0.013 | 0.17 | FIXED | 54.0419 | PI1505-360 | 0 | 0 | 0 | 0 | 0 | 0 | 0 | 0 | 0 | 0 | 0 | [11 empty] | 359.7331
0 | PI781901-258.1 |  |  | 0 | 0.059055 | 0 | 25 | 0.013 | 0 | 7.1705 | 18 | 257.6065 | UNKN | Conduit | 18 | 1 |  | 0 | 107.6391 | 107.6391 | 0.0010764 | Estuary | 0 | FIXED | 48.8 | PI7819-808 | 0 | 0.46583 | SUBURBS | 0 | 0 | 0 | 1 | Cond | 20 | 32.8084 | 1 | N | 0 |  | CIRC | ROAD | 0.7874 | Full | 0 | Other |  | 0.059055 | 0 | 25 | 0.013 | 0.17 | FIXED | 50 | PI781901-258 | 0 | 0 | 0 | 0 | 0 | 0 | 0 | 0 | 0 | 0 | 0 | [11 empty] | 257.6063
0 | PI7800-9775.1 |  |  | 0 | 0.059055 | 0 | 25 | 0.013 | 0 | 5.5996 | 18 | 63.9098 | UNKN | Conduit | 18 | 1 |  | 0 | 107.6391 | 107.6391 | 0.0010764 | Estuary | 0 | FIXED | 46.3549 | PI7800-9711 | 0 | 0.28408 | SUBURBS | 0 | 0 | 0 | 1 | Cond | 20 | 32.8084 | 1 | N | 0 |  | CIRC | ROAD | 0.7874 | Full | 0 | Other |  | 0.059055 | 0 | 25 | 0.013 | 0.25 | FIXED | 46.5364 | PI7800-9775 | 0 | 0 | 0 | 0 | 0 | 0 | 0 | 0 | 0 | 0 | 0 | [11 empty] | 63.9098
0 | PI7800-9711.1 |  |  | 0 | 0.059055 | 0 | 25 | 0.013 | 0 | 5.5996 | 18 | 159.6935 | UNKN | Conduit | 18 | 1 |  | 0 | 107.6391 | 107.6391 | 0.0010764 | Estuary | 0 | FIXED | 45.9012 | PI7800-9552 | 0 | 0.28408 | SUBURBS | 0 | 0 | 0 | 1 | Cond | 20 | 32.8084 | 1 | N | 0 |  | CIRC | ROAD | 0.7874 | Full | 0 | Other |  | 0.059055 | 0 | 25 | 0.013 | 0.17 | FIXED | 46.3549 | PI7800-9711 | 0 | 0 | 0 | 0 | 0 | 0 | 0 | 0 | 0 | 0 | 0 | [11 empty] | 159.6935
0 | PI7800-9552.1 |  |  | 0 | 0.059055 | 0 | 25 | 0.013 | 0 | 5.5996 | 18 | 187.8084 | UNKN | Conduit | 18 | 1 |  | 0 | 107.6391 | 107.6391 | 0.0010764 | Estuary | 0 | FIXED | 45.3677 | PI7800-9364 | 0 | 0.28408 | SUBURBS | 0 | 0 | 0 | 1 | Cond | 20 | 32.8084 | 1 | N | 0 |  | CIRC | ROAD | 0.7874 | Full | 0 | Other |  | 0.059055 | 0 | 25 | 0.013 | 0.17 | FIXED | 45.9012 | PI7800-9552 | 0 | 0 | 0 | 0 | 0 | 0 | 0 | 0 | 0 | 0 | 0 | [11 empty] | 187.8073
0 | PI0800-15367.1 |  |  | 0 | 0.059055 | 0 | 25 | 0.013 | 0 | 10.8654 | 18 | 247.9562 | UNKN | Conduit | 18 | 1 |  | 0 | 107.6391 | 107.6391 | 0.0010764 | Estuary | 0 | FIXED | 33.004 | PI0800-15119 | 0 | 1.0696 | SUBURBS | 0 | 0 | 0 | 1 | Cond | 20 | 32.8084 | 1 | N | 0 |  | CIRC | ROAD | 0.7874 | Full | 0 | Other |  | 0.059055 | 0 | 25 | 0.013 | 0.36 | FIXED | 35.6561 | PI0800-15367 | 0 | 0 | 0 | 0 | 0 | 0 | 0 | 0 | 0 | 0 | 0 | [11 empty] | 247.9554
0 | PI1504-541.1 |  |  | 0 | 0.059055 | 0 | 25 | 0.013 | 0 | -5.097 | 18 | 586.3029 | UNKN | Conduit | 18 | 1 |  | 0 | 107.6391 | 107.6391 | 0.0010764 | Estuary | 0 | FIXED | 49.98 | PI1504-48 | 0 | -0.23537 | SUBURBS | 0 | 0 | 0 | 1 | Cond | 20 | 32.8084 | 1 | N | 0 |  | CIRC | ROAD | 0.7874 | Full | 0 | Other |  | 0.059055 | 0 | 25 | 0.013 | 0.33 | FIXED | 48.6 | PI1504-541 | 0 | 0 | 0 | 0 | 0 | 0 | 0 | 0 | 0 | 0 | 0 | [11 empty] | 493.1926
0 | PI150401-249.1 |  |  | 0 | 0.059055 | 0 | 25 | 0.013 | 0 | 5.2461 | 18 | 248.6565 | UNKN | Conduit | 18 | 1 |  | 0 | 107.6391 | 107.6391 | 0.0010764 | Estuary | 0 | FIXED | 48.6 | PI1504-541 | 0 | 0.24934 | SUBURBS | 0 | 0 | 0 | 1 | Cond | 20 | 32.8084 | 1 | N | 0 |  | CIRC | ROAD | 0.7874 | Full | 0 | Other |  | 0.059055 | 0 | 25 | 0.013 | 0.18 | FIXED | 49.22 | PI150401-249 | 0 | 0 | 0 | 0 | 0 | 0 | 0 | 0 | 0 | 0 | 0 | [11 empty] | 248.6559
0 | PI150101-1944.1 |  |  | 0 | 0.059055 | 0 | 25 | 0.013 | 0 | 2.6887 | 14 | 287.7619 | UNKN | Conduit | 14 | 1 |  | 0 | 107.6391 | 107.6391 | 0.0010764 | Estuary | 0 | FIXED | 38.11 | PI150101-1656 | 0 | 0.25021 | SUBURBS | 0 | 0 | 0 | 1 | Cond | 20 | 32.8084 | 1 | N | 0 |  | CIRC | ROAD | 0.7874 | Full | 0 | Other |  | 0.059055 | 0 | 25 | 0.013 | 0.25 | FIXED | 38.83 | PI150101-1944 | 0 | 0 | 0 | 0 | 0 | 0 | 0 | 0 | 0 | 0 | 0 | [11 empty] | 287.7615
0 | PI7819-808.1 |  |  | 0 | 0.059055 | 0 | 25 | 0.013 | 0 | 6.9207 | 18 | 646.0537 | UNKN | Conduit | 18 | 1 |  | 0 | 107.6391 | 107.6391 | 0.0010764 | Estuary | 0 | FIXED | 46.0711 | PI7819-162 | 0 | 0.43393 | SUBURBS | 0 | 0 | 0 | 1 | Cond | 20 | 32.8084 | 1 | N | 0 |  | CIRC | ROAD | 0.7874 | Full | 0 | Other |  | 0.059055 | 0 | 25 | 0.013 | 0.17 | FIXED | 48.8745 | PI7819-808 | 0 | 0 | 0 | 0 | 0 | 0 | 0 | 0 | 0 | 0 | 0 | [11 empty] | 646.0523
0 | PI8400-2854.1 |  |  | 0 | 0.059055 | 0 | 25 | 0.013 | 0 | 5.2504 | 18 | 591.6935 | UNKN | Conduit | 18 | 1 |  | 0 | 107.6391 | 107.6391 | 0.0010764 | Estuary | 0 | FIXED | 28.0122 | PI8500-1657 | 0 | 0.24975 | SUBURBS | 0 | 0 | 0 | 1 | Cond | 20 | 32.8084 | 1 | N | 0 |  | CIRC | ROAD | 0.7874 | Full | 0 | Other |  | 0.059055 | 0 | 25 | 0.013 | 0.25 | FIXED | 29.49 | PI8400-2854 | 0 | 0 | 0 | 0 | 0 | 0 | 0 | 0 | 0 | 0 | 0 | [11 empty] | 591.6918
0 | PI3800-8203.1 |  |  | 0 | 0.059055 | 0 | 25 | 0.013 | 0 | 5.2563 | 18 | 271.6627 | UNKN | Conduit | 18 | 1 |  | 0 | 107.6391 | 107.6391 | 0.0010764 | Estuary | 0 | FIXED | 78.43 | PI3800-7932 | 0 | 0.25031 | SUBURBS | 0 | 0 | 0 | 1 | Cond | 20 | 32.8084 | 1 | N | 0 |  | CIRC | ROAD | 0.7874 | Full | 0 | Other |  | 0.059055 | 0 | 25 | 0.013 | 0.17 | FIXED | 79.11 | PI3800-8203 | 0 | 0 | 0 | 0 | 0 | 0 | 0 | 0 | 0 | 0 | 0 | [11 empty] | 271.6405
0 | PI3800-8485.1 |  |  | 0 | 0.059055 | 0 | 25 | 0.013 | 0 | 5.2563 | 18 | 282.1993 | UNKN | Conduit | 18 | 1 |  | 0 | 107.6391 | 107.6391 | 0.0010764 | Estuary | 0 | FIXED | 79.11 | PI3800-8203 | 0 | 0.25031 | SUBURBS | 0 | 0 | 0 | 1 | Cond | 20 | 32.8084 | 1 | N | 0 |  | CIRC | ROAD | 0.7874 | Full | 0 | Other |  | 0.059055 | 0 | 25 | 0.013 | 0.74 | FIXED | 79.8164 | PI3800-8485 | 0 | 0 | 0 | 0 | 0 | 0 | 0 | 0 | 0 | 0 | 0 | [11 empty] | 282.1788
0 | PI9005-592.1 |  |  | 0 | 0.059055 | 0 | 25 | 0.013 | 0 | 5.9155 | 18 | 90.2351 | UNKN | Conduit | 18 | 1 |  | 0 | 107.6391 | 107.6391 | 0.0010764 | Estuary | 0 | FIXED | 62.6139 | PI9005-501 | 0 | 0.31704 | SUBURBS | 0 | 0 | 0 | 1 | Cond | 20 | 32.8084 | 1 | N | 0 |  | CIRC | ROAD | 0.7874 | Full | 0 | Other |  | 0.059055 | 0 | 25 | 0.013 | 0.5 | FIXED | 62.9 | PI9005-592 | 0 | 0 | 0 | 0 | 0 | 0 | 0 | 0 | 0 | 0 | 0 | [11 empty] | 90.235
0 | PI9005-501.1 |  |  | 0 | 0.059055 | 0 | 25 | 0.013 | 0 | 5.9155 | 18 | 110.4397 | UNKN | Conduit | 18 | 1 |  | 0 | 107.6391 | 107.6391 | 0.0010764 | Estuary | 0 | FIXED | 62.2638 | PI9005-391 | 0 | 0.31704 | SUBURBS | 0 | 0 | 0 | 1 | Cond | 20 | 32.8084 | 1 | N | 0 |  | CIRC | ROAD | 0.7874 | Full | 0 | Other |  | 0.059055 | 0 | 25 | 0.013 | 0.71 | FIXED | 62.6139 | PI9005-501 | 0 | 0 | 0 | 0 | 0 | 0 | 0 | 0 | 0 | 0 | 0 | [11 empty] | 110.4397
0 | PI4600-391.1 |  |  | 0 | 0.059055 | 0 | 25 | 0.013 | 0 | 5.2614 | 18 | 390.7485 | UNKN | Conduit | 18 | 1 |  | 0 | 107.6391 | 107.6391 | 0.0010764 | Estuary | 0 | FIXED | 79.51 | CC0300-12540 | 0 | 0.2508 | SUBURBS | 0 | 0 | 0 | 1 | Cond | 20 | 32.8084 | 1 | N | 0 |  | CIRC | ROAD | 0.7874 | Full | 0 | Other |  | 0.059055 | 0 | 25 | 0.013 | 0.18 | FIXED | 80.49 | PI4600-391 | 0 | 0 | 0 | 0 | 0 | 0 | 0 | 0 | 0 | 0 | 0 | [11 empty] | 390.7126
0 | PI4600-574.1 |  |  | 0 | 0.059055 | 0 | 25 | 0.013 | 0 | 5.26 | 18 | 79.6851 | UNKN | Conduit | 18 | 1 |  | 0 | 107.6391 | 107.6391 | 0.0010764 | Estuary | 0 | FIXED | 80.75 | PI4600-494 | 0 | 0.25067 | SUBURBS | 0 | 0 | 0 | 1 | Cond | 20 | 32.8084 | 1 | N | 0 |  | CIRC | ROAD | 0.7874 | Full | 0 | Other |  | 0.059055 | 0 | 25 | 0.013 | 0.27 | FIXED | 80.9497 | PI4600-574 | 0 | 0 | 0 | 0 | 0 | 0 | 0 | 0 | 0 | 0 | 0 | [11 empty] | 79.8041
0 | PI4600-494.1 |  |  | 0 | 0.059055 | 0 | 25 | 0.013 | 0 | 5.26 | 18 | 103.7237 | UNKN | Conduit | 18 | 1 |  | 0 | 107.6391 | 107.6391 | 0.0010764 | Estuary | 0 | FIXED | 80.49 | PI4600-391 | 0 | 0.25067 | SUBURBS | 0 | 0 | 0 | 1 | Cond | 20 | 32.8084 | 1 | N | 0 |  | CIRC | ROAD | 0.7874 | Full | 0 | Other |  | 0.059055 | 0 | 25 | 0.013 | 0.18 | FIXED | 80.75 | PI4600-494 | 0 | 0 | 0 | 0 | 0 | 0 | 0 | 0 | 0 | 0 | 0 | [11 empty] | 103.7254
0 | PI4300-4518.1 |  |  | 0 | 0.059055 | 0 | 25 | 0.013 | 0 | 8.762 | 18 | 107.8275 | UNKN | Conduit | 18 | 1 |  | 0 | 107.6391 | 107.6391 | 0.0010764 | Estuary | 0 | FIXED | 85.25 | PI4300-4410 | 0 | 0.69556 | SUBURBS | 0 | 0 | 0 | 1 | Cond | 20 | 32.8084 | 1 | N | 0 |  | CIRC | ROAD | 0.7874 | Full | 0 | Other |  | 0.059055 | 0 | 25 | 0.013 | 0.5 | FIXED | 86 | PI4300-4518 | 0 | 0 | 0 | 0 | 0 | 0 | 0 | 0 | 0 | 0 | 0 | [11 empty] | 107.827
0 | PI430101-167.1 |  |  | 0 | 0.059055 | 0 | 25 | 0.013 | 0 | -3.6315 | 18 | 167.3917 | UNKN | Conduit | 18 | 1 |  | 0 | 107.6391 | 107.6391 | 0.0010764 | Estuary | 0 | FIXED | 75.59 | PI4301-285 | 0 | -0.11948 | SUBURBS | 0 | 0 | 0 | 1 | Cond | 20 | 32.8084 | 1 | N | 0 |  | CIRC | ROAD | 0.7874 | Full | 0 | Other |  | 0.059055 | 0 | 25 | 0.013 | 0.5 | FIXED | 75.39 | PI430101-167 | 0 | 0 | 0 | 0 | 0 | 0 | 0 | 0 | 0 | 0 | 0 | [11 empty] | 167.3913
0 | PI4302-730.1 |  |  | 0 | 0.059055 | 0 | 25 | 0.013 | 0 | 6.9133 | 18 | 362.5793 | UNKN | Conduit | 18 | 1 |  | 0 | 107.6391 | 107.6391 | 0.0010764 | Estuary | 0 | FIXED | 83.54 | PI4302-367 | 0 | 0.43301 | SUBURBS | 0 | 0 | 0 | 1 | Cond | 20 | 32.8084 | 1 | N | 0 |  | CIRC | ROAD | 0.7874 | Full | 0 | Other |  | 0.059055 | 0 | 25 | 0.013 | 0.5 | FIXED | 85.11 | PI4302-730 | 0 | 0 | 0 | 0 | 0 | 0 | 0 | 0 | 0 | 0 | 0 | [11 empty] | 362.5782
0 | PI4302-367.1 |  |  | 0 | 0.059055 | 0 | 25 | 0.013 | 0 | 8.8919 | 18 | 367.1538 | UNKN | Conduit | 18 | 1 |  | 0 | 107.6391 | 107.6391 | 0.0010764 | Estuary | 0 | FIXED | 80.91 | PI4300-2849 | 0 | 0.71632 | SUBURBS | 0 | 0 | 0 | 1 | Cond | 20 | 32.8084 | 1 | N | 0 |  | CIRC | ROAD | 0.7874 | Full | 0 | Other |  | 0.059055 | 0 | 25 | 0.013 | 0.17 | FIXED | 83.54 | PI4302-367 | 0 | 0 | 0 | 0 | 0 | 0 | 0 | 0 | 0 | 0 | 0 | [11 empty] | 367.1533
0 | PI9005-391.1 |  |  | 0 | 0.059055 | 0 | 25 | 0.013 | 0 | 5.9155 | 18 | 390.9344 | UNKN | Conduit | 18 | 1 |  | 0 | 107.6391 | 107.6391 | 0.0010764 | Estuary | 0 | FIXED | 61.0244 | PI9000-7110 | 0 | 0.31704 | SUBURBS | 0 | 0 | 0 | 1 | Cond | 20 | 32.8084 | 1 | N | 0 |  | CIRC | ROAD | 0.7874 | Full | 0 | Other |  | 0.059055 | 0 | 25 | 0.013 | 0.23 | FIXED | 62.2638 | PI9005-391 | 0 | 0 | 0 | 0 | 0 | 0 | 0 | 0 | 0 | 0 | 0 | [11 empty] | 390.8441
0 | PI080901-738.1 |  |  | 0 | 0.059055 | 0 | 25 | 0.013 | 0 | 5.2474 | 18 | 737.5913 | UNKN | Conduit | 18 | 1 |  | 0 | 107.6391 | 107.6391 | 0.0010764 | Estuary | 0 | FIXED | 22.77 | PI0809-784 | 0 | 0.24946 | SUBURBS | 0 | 0 | 0 | 1 | Cond | 20 | 32.8084 | 1 | N | 0 |  | CIRC | ROAD | 0.7874 | Full | 0 | Other |  | 0.059055 | 0 | 25 | 0.013 | 0.58 | FIXED | 24.61 | PI080901-738 | 0 | 0 | 0 | 0 | 0 | 0 | 0 | 0 | 0 | 0 | 0 | [11 empty] | 737.563
0 | PI0809-1271.1 |  |  | 0 | 0.059055 | 0 | 25 | 0.013 | 0 | -13.023 | 18 | 119.7496 | UNKN | Conduit | 18 | 1 |  | 0 | 107.6391 | 107.6391 | 0.0010764 | Estuary | 0 | FIXED | 23.23 | PI0809-1151 | 0 | -1.5365 | SUBURBS | 0 | 0 | 0 | 1 | Cond | 20 | 32.8084 | 1 | N | 0 |  | CIRC | ROAD | 0.7874 | Full | 0 | Other |  | 0.059055 | 0 | 25 | 0.013 | 0.5 | FIXED | 21.39 | PI0809-1271 | 0 | 0 | 0 | 0 | 0 | 0 | 0 | 0 | 0 | 0 | 0 | [11 empty] | 119.7492
0 | PI9603-429.1 |  |  | 0 | 0.059055 | 0 | 25 | 0.013 | 0 | 7.7449 | 18 | 428.7466 | UNKN | Conduit | 18 | 1 |  | 0 | 107.6391 | 107.6391 | 0.0010764 | Estuary | 0 | FIXED | 83.87 | PI9600-2816 | 0 | 0.54344 | SUBURBS | 0 | 0 | 0 | 1 | Cond | 20 | 32.8084 | 1 | N | 0 |  | CIRC | ROAD | 0.7874 | Full | 0 | Other |  | 0.059055 | 0 | 25 | 0.013 | 0.19 | FIXED | 86.2 | PI9603-429 | 0 | 0 | 0 | 0 | 0 | 0 | 0 | 0 | 0 | 0 | 0 | [11 empty] | 428.7058
0 | PI9603-465.1 |  |  | 0 | 0.059055 | 0 | 25 | 0.013 | 0 | 13.8008 | 18 | 35.9304 | UNKN | Conduit | 18 | 1 |  | 0 | 107.6391 | 107.6391 | 0.0010764 | Estuary | 0 | FIXED | 86.2 | PI9603-429 | 0 | 1.7256 | SUBURBS | 0 | 0 | 0 | 1 | Cond | 20 | 32.8084 | 1 | N | 0 |  | CIRC | ROAD | 0.7874 | Full | 0 | Other |  | 0.059055 | 0 | 25 | 0.013 | 0.17 | FIXED | 86.82 | PI9603-465 | 0 | 0 | 0 | 0 | 0 | 0 | 0 | 0 | 0 | 0 | 0 | [11 empty] | 35.9305
0 | PI9600-3853.1 |  |  | 0 | 0.059055 | 0 | 25 | 0.013 | 0 | 10.5357 | 18 | 238.6509 | UNKN | Conduit | 18 | 1 |  | 0 | 107.6391 | 107.6391 | 0.0010764 | Estuary | 0 | FIXED | 88.47 | PI9600-3614 | 0 | 1.0057 | SUBURBS | 0 | 0 | 0 | 1 | Cond | 20 | 32.8084 | 1 | N | 0 |  | CIRC | ROAD | 0.7874 | Full | 0 | Other |  | 0.059055 | 0 | 25 | 0.013 | 0.25 | FIXED | 90.87 | PI9600-3853 | 0 | 0 | 0 | 0 | 0 | 0 | 0 | 0 | 0 | 0 | 0 | [11 empty] | 238.6225
0 | PI9600-3614.1 |  |  | 0 | 0.059055 | 0 | 25 | 0.013 | 0 | 8.711 | 18 | 228.3713 | UNKN | Conduit | 18 | 1 |  | 0 | 107.6391 | 107.6391 | 0.0010764 | Estuary | 0 | FIXED | 86.9 | PI9600-3386 | 0 | 0.68748 | SUBURBS | 0 | 0 | 0 | 1 | Cond | 20 | 32.8084 | 1 | N | 0 |  | CIRC | ROAD | 0.7874 | Full | 0 | Other |  | 0.059055 | 0 | 25 | 0.013 | 0.17 | FIXED | 88.47 | PI9600-3614 | 0 | 0 | 0 | 0 | 0 | 0 | 0 | 0 | 0 | 0 | 0 | [11 empty] | 228.3442
0 | PI9600-3386.1 |  |  | 0 | 0.059055 | 0 | 25 | 0.013 | 0 | 10.0471 | 18 | 194.6339 | UNKN | Conduit | 18 | 1 |  | 0 | 107.6391 | 107.6391 | 0.0010764 | Estuary | 0 | FIXED | 85.12 | PI9600-3191 | 0 | 0.91454 | SUBURBS | 0 | 0 | 0 | 1 | Cond | 20 | 32.8084 | 1 | N | 0 |  | CIRC | ROAD | 0.7874 | Full | 0 | Other |  | 0.059055 | 0 | 25 | 0.013 | 0.17 | FIXED | 86.9 | PI9600-3386 | 0 | 0 | 0 | 0 | 0 | 0 | 0 | 0 | 0 | 0 | 0 | [11 empty] | 194.6111
0 | PI9600-3191.1 |  |  | 0 | 0.059055 | 0 | 25 | 0.013 | 0 | 7.7925 | 18 | 109.0635 | UNKN | Conduit | 18 | 1 |  | 0 | 107.6391 | 107.6391 | 0.0010764 | Estuary | 0 | FIXED | 84.52 | PI9600-3082 | 0 | 0.55014 | SUBURBS | 0 | 0 | 0 | 1 | Cond | 20 | 32.8084 | 1 | N | 0 |  | CIRC | ROAD | 0.7874 | Full | 0 | Other |  | 0.059055 | 0 | 25 | 0.013 | 0.17 | FIXED | 85.12 | PI9600-3191 | 0 | 0 | 0 | 0 | 0 | 0 | 0 | 0 | 0 | 0 | 0 | [11 empty] | 109.0441
0 | PI1100-2781.1 |  |  | 0 | 0.059055 | 0 | 25 | 0.013 | 0 | 5.2437 | 18 | 276.9814 | UNKN | Conduit | 18 | 1 |  | 0 | 107.6391 | 107.6391 | 0.0010764 | Estuary | 0 | FIXED | 27.69 | PI1100-2504 | 0 | 0.24911 | SUBURBS | 0 | 0 | 0 | 1 | Cond | 20 | 32.8084 | 1 | N | 0 |  | CIRC | ROAD | 0.7874 | Full | 0 | Other |  | 0.059055 | 0 | 25 | 0.013 | 0.17 | FIXED | 28.38 | PI1100-2781 | 0 | 0 | 0 | 0 | 0 | 0 | 0 | 0 | 0 | 0 | 0 | [11 empty] | 276.9803
0 | PI1100-2504.1 |  |  | 0 | 0.059055 | 0 | 25 | 0.013 | 0 | 9.3928 | 18 | 496.6859 | UNKN | Conduit | 18 | 1 |  | 0 | 107.6391 | 107.6391 | 0.0010764 | Estuary | 0 | FIXED | 23.72 | PI1100-2008 | 0 | 0.7993 | SUBURBS | 0 | 0 | 0 | 1 | Cond | 20 | 32.8084 | 1 | N | 0 |  | CIRC | ROAD | 0.7874 | Full | 0 | Other |  | 0.059055 | 0 | 25 | 0.013 | 0.75 | FIXED | 27.69 | PI1100-2504 | 0 | 0 | 0 | 0 | 0 | 0 | 0 | 0 | 0 | 0 | 0 | [11 empty] | 496.6321
0 | PI6605-65.1 |  |  | 0 | 0.059055 | 0 | 25 | 0.013 | 0 | 5.2147 | 18 | 64.9439 | UNKN | Conduit | 18 | 1 |  | 0 | 107.6391 | 107.6391 | 0.0010764 | Estuary | 0 | FIXED | 8.68 | PI6600-3895 | 0 | 0.24637 | SUBURBS | 0 | 0 | 0 | 1 | Cond | 20 | 32.8084 | 1 | N | 0 |  | CIRC | ROAD | 0.7874 | Full | 0 | Other |  | 0.059055 | 0 | 25 | 0.013 | 0.17 | FIXED | 8.84 | PI6605-65 | 0 | 0 | 0 | 0 | 0 | 0 | 0 | 0 | 0 | 0 | 0 | [11 empty] | 64.9445
0 | PI1100-2824.1 |  |  | 0 | 0.059055 | 0 | 25 | 0.013 | 0 | 5.3458 | 18 | 42.4863 | UNKN | Conduit | 18 | 1 |  | 0 | 107.6391 | 107.6391 | 0.0010764 | Estuary | 0 | FIXED | 28.38 | PI1100-2781 | 0 | 0.25891 | SUBURBS | 0 | 0 | 0 | 1 | Cond | 20 | 32.8084 | 1 | N | 0 |  | CIRC | ROAD | 0.7874 | Full | 0 | Other |  | 0.059055 | 0 | 25 | 0.013 | 0.17 | FIXED | 28.49 | PI1100-2824 | 0 | 0 | 0 | 0 | 0 | 0 | 0 | 0 | 0 | 0 | 0 | [11 empty] | 42.4865
0 | PI1100-3029.1 |  |  | 0 | 0.059055 | 0 | 25 | 0.013 | 0 | 12.7213 | 18 | 205.2963 | UNKN | Conduit | 18 | 1 |  | 0 | 107.6391 | 107.6391 | 0.0010764 | Estuary | 0 | FIXED | 28.49 | PI1100-2824 | 0 | 1.4662 | SUBURBS | 0 | 0 | 0 | 1 | Cond | 20 | 32.8084 | 1 | N | 0 |  | CIRC | ROAD | 0.7874 | Full | 0 | Other |  | 0.059055 | 0 | 25 | 0.013 | 0.34 | FIXED | 31.5 | PI1100-3029 | 0 | 0 | 0 | 0 | 0 | 0 | 0 | 0 | 0 | 0 | 0 | [11 empty] | 205.2956
0 | PI4900-519.1 |  |  | 0 | 0.059055 | 0 | 25 | 0.013 | 0 | 1.8886 | 18 | 526.0914 | UNKN | Conduit | 18 | 1 |  | 0 | 107.6391 | 107.6391 | 0.0010764 | Estuary | 0 | FIXED | 87.62 | CC0300-13850 | 0 | 0.032314 | SUBURBS | 0 | 0 | 0 | 1 | Cond | 20 | 32.8084 | 1 | N | 0 |  | CIRC | ROAD | 0.7874 | Full | 0 | Other |  | 0.059055 | 0 | 25 | 0.013 | 0.5 | FIXED | 87.79 | PI4900-519 | 0 | 0 | 0 | 0 | 0 | 0 | 0 | 0 | 0 | 0 | 0 | [11 empty] | 519.4336
0 | PI4700-430.1 |  |  | 0 | 0.059055 | 0 | 25 | 0.013 | 0 | 5.0655 | 18 | 310.2432 | UNKN | Conduit | 18 | 1 |  | 0 | 107.6391 | 107.6391 | 0.0010764 | Estuary | 0 | FIXED | 85.2788 | PI4700-120 | 0 | 0.23247 | SUBURBS | 0 | 0 | 0 | 1 | Cond | 20 | 32.8084 | 1 | N | 0 |  | CIRC | ROAD | 0.7874 | Full | 0 | Other |  | 0.059055 | 0 | 25 | 0.013 | 0.5 | FIXED | 86 | PI4700-430 | 0 | 0 | 0 | 0 | 0 | 0 | 0 | 0 | 0 | 0 | 0 | [11 empty] | 310.2426
0 | PI4500-41.1 |  |  | 0 | 0.059055 | 0 | 25 | 0.013 | 0 | 16.4143 | 18 | 40.967 | UNKN | Conduit | 18 | 1 |  | 0 | 107.6391 | 107.6391 | 0.0010764 | Estuary | 1 | FIXED | 79 | CC0300-12425 | 0 | 2.441 | SUBURBS | 0 | 0 | 0 | 1 | Cond | 20 | 32.8084 | 1 | N | 0 |  | CIRC | ROAD | 0.7874 | Full | 0 | Other |  | 0.059055 | 0 | 25 | 0.013 | 0.5 | FIXED | 80 | PI4500-41 | 0 | 0 | 0 | 0 | 0 | 0 | 0 | 0 | 0 | 0 | 0 | [11 empty] | 41.3679
0 | PI1501-2112.1 |  |  | 0 | 0.059055 | 0 | 25 | 0.013 | 0 | 5.7266 | 18 | 425.4179 | UNKN | Conduit | 18 | 1 |  | 0 | 107.6391 | 107.6391 | 0.0010764 | Estuary | 0 | FIXED | 36.8383 | PI1501-1687 | 0 | 0.29711 | SUBURBS | 0 | 0 | 0 | 1 | Cond | 20 | 32.8084 | 1 | N | 0 |  | CIRC | ROAD | 0.7874 | Full | 0 | Other |  | 0.059055 | 0 | 25 | 0.013 | 0.5 | FIXED | 38.1023 | PI1501-2112 | 0 | 0 | 0 | 0 | 0 | 0 | 0 | 0 | 0 | 0 | 0 | [11 empty] | 425.4165
0 | PI4100-139.1 |  |  | 0 | 0.059055 | 0 | 25 | 0.013 | 0 | 5.2288 | 18 | 145.3347 | UNKN | Conduit | 18 | 1 |  | 0 | 107.6391 | 107.6391 | 0.0010764 | Estuary | 0 | FIXED | 69.17 | CC0300-10707 | 0 | 0.2477 | SUBURBS | 0 | 0 | 0 | 1 | Cond | 20 | 32.8084 | 1 | N | 0 |  | CIRC | ROAD | 0.7874 | Full | 0 | Other |  | 0.059055 | 0 | 25 | 0.013 | 0.5 | FIXED | 69.53 | PI4100-139 | 0 | 0 | 0 | 0 | 0 | 0 | 0 | 0 | 0 | 0 | 0 | [11 empty] | 138.7485
0 | PI680102-83.1 |  |  | 0 | 0.059055 | 0 | 25 | 0.013 | 0 | 5.1535 | 18 | 83.1198 | UNKN | Conduit | 18 | 1 |  | 0 | 107.6391 | 107.6391 | 0.0010764 | Estuary | 0 | FIXED | 14.15 | PI6801-1062 | 0 | 0.24062 | SUBURBS | 0 | 0 | 0 | 1 | Cond | 20 | 32.8084 | 1 | N | 0 |  | CIRC | ROAD | 0.7874 | Full | 0 | Other |  | 0.059055 | 0 | 25 | 0.013 | 0.31 | FIXED | 14.35 | PI680102-83 | 0 | 0 | 0 | 0 | 0 | 0 | 0 | 0 | 0 | 0 | 0 | [11 empty] | 83.1197
0 | PI690406-141.1 |  |  | 0 | 0.059055 | 0 | 25 | 0.013 | 0 | 5.456 | 18 | 140.9009 | UNKN | Conduit | 18 | 1 |  | 0 | 107.6391 | 107.6391 | 0.0010764 | Estuary | 0 | FIXED | 17.05 | PI6904-896 | 0 | 0.26969 | SUBURBS | 0 | 0 | 0 | 1 | Cond | 20 | 32.8084 | 1 | N | 0 |  | CIRC | ROAD | 0.7874 | Full | 0 | Other |  | 0.059055 | 0 | 25 | 0.013 | 0.17 | FIXED | 17.43 | PI690406-141 | 0 | 0 | 0 | 0 | 0 | 0 | 0 | 0 | 0 | 0 | 0 | [11 empty] | 140.9002
0 | PI6801-1986.1 |  |  | 0 | 0.059055 | 0 | 25 | 0.013 | 0 | 5.2514 | 18 | 224.1341 | UNKN | Conduit | 18 | 1 |  | 0 | 107.6391 | 107.6391 | 0.0010764 | Estuary | 0 | FIXED | 15.89 | PI6801-1762 | 0 | 0.24985 | SUBURBS | 0 | 0 | 0 | 1 | Cond | 20 | 32.8084 | 1 | N | 0 |  | CIRC | ROAD | 0.7874 | Full | 0 | Other |  | 0.059055 | 0 | 25 | 0.013 | 0.83 | FIXED | 16.45 | PI6801-1986 | 0 | 0 | 0 | 0 | 0 | 0 | 0 | 0 | 0 | 0 | 0 | [11 empty] | 224.1329
0 | PI8300-48.1 |  |  | 0 | 0.059055 | 0 | 25 | 0.013 | 0 | -5.0019 | 18 | 48.1 | UNKN | Conduit | 18 | 1 |  | 0 | 107.6391 | 107.6391 | 0.0010764 | Estuary | 0 | FIXED | 25.78 | PI8200-631 | 0 | -0.22667 | SUBURBS | 0 | 0 | 0 | 1 | Cond | 20 | 32.8084 | 1 | N | 0 |  | CIRC | ROAD | 0.7874 | Full | 0 | Other |  | 0.059055 | 0 | 25 | 0.013 | 0.57 | FIXED | 25.671 | PI8300-48 | 0 | 0 | 0 | 0 | 0 | 0 | 0 | 0 | 0 | 0 | 0 | [11 empty] | 48.1006
0 | PI7800-5967.1 |  |  | 0 | 0.059055 | 0 | 25 | 0.013 | 0 | 105.1687 | 36 | 81.4589 | UNKN | Conduit | 36 | 1 |  | 0 | 107.6391 | 107.6391 | 0.0010764 | Estuary | 0 | FIXED | 36.8611 | PI7800-5931 | 0 | 2.4857 | SUBURBS | 0 | 0 | 0 | 1 | Cond | 20 | 32.8084 | 1 | N | 0 |  | CIRC | ROAD | 0.7874 | Full | 0 | Other |  | 0.059055 | 0 | 25 | 0.013 | 0.17 | FIXED | 38.8859 | PI7800-5967 | 0 | 0 | 0 | 0 | 0 | 0 | 0 | 0 | 0 | 0 | 0 | [11 empty] | 35.247
0 | PI7809-11.1 |  |  | 0 | 0.059055 | 0 | 25 | 0.013 | 0 | -45.9479 | 18 | 10.9642 | UNKN | Conduit | 18 | 1 |  | 0 | 107.6391 | 107.6391 | 0.0010764 | Estuary | 0 | FIXED | 38.8859 | PI7800-5967 | 0 | -19.1273 | SUBURBS | 0 | 0 | 0 | 1 | Cond | 20 | 32.8084 | 1 | N | 0 |  | CIRC | ROAD | 0.7874 | Full | 0 | Other |  | 0.059055 | 0 | 25 | 0.013 | 0.25 | FIXED | 36.7888 | PI7809-11 | 0 | 0 | 0 | 0 | 0 | 0 | 0 | 0 | 0 | 0 | 0 | [11 empty] | 10.9725
0 | PI9002-448.1 |  |  | 0 | 0.059055 | 0 | 25 | 0.013 | 0 | 8.8792 | 18 | 72.7157 | UNKN | Conduit | 18 | 1 |  | 0 | 107.6391 | 107.6391 | 0.0010764 | Estuary | 0 | FIXED | 51.1723 | PI9002-375 | 0 | 0.71428 | SUBURBS | 0 | 0 | 0 | 1 | Cond | 20 | 32.8084 | 1 | N | 0 |  | CIRC | ROAD | 0.7874 | Full | 0 | Other |  | 0.059055 | 0 | 25 | 0.013 | 0.25 | FIXED | 51.6917 | PI9002-448 | 0 | 0 | 0 | 0 | 0 | 0 | 0 | 0 | 0 | 0 | 0 | [11 empty] | 72.7151
0 | PI9002-242.1 |  |  | 0 | 0.059055 | 0 | 25 | 0.013 | 0 | 8.8792 | 18 | 165.3168 | UNKN | Conduit | 18 | 1 |  | 0 | 107.6391 | 107.6391 | 0.0010764 | Estuary | 0 | FIXED | 49.04 | PI9002-77 | 0 | 0.71428 | SUBURBS | 0 | 0 | 0 | 1 | Cond | 20 | 32.8084 | 1 | N | 0 |  | CIRC | ROAD | 0.7874 | Full | 0 | Other |  | 0.059055 | 0 | 25 | 0.013 | 0.17 | FIXED | 50.2208 | PI9002-242 | 0 | 0 | 0 | 0 | 0 | 0 | 0 | 0 | 0 | 0 | 0 | [11 empty] | 165.2771
0 | PI9002-375.1 |  |  | 0 | 0.059055 | 0 | 25 | 0.013 | 0 | 8.8792 | 18 | 133.2073 | UNKN | Conduit | 18 | 1 |  | 0 | 107.6391 | 107.6391 | 0.0010764 | Estuary | 0 | FIXED | 50.2208 | PI9002-242 | 0 | 0.71428 | SUBURBS | 0 | 0 | 0 | 1 | Cond | 20 | 32.8084 | 1 | N | 0 |  | CIRC | ROAD | 0.7874 | Full | 0 | Other |  | 0.059055 | 0 | 25 | 0.013 | 0.18 | FIXED | 51.1723 | PI9002-375 | 0 | 0 | 0 | 0 | 0 | 0 | 0 | 0 | 0 | 0 | 0 | [11 empty] | 133.1699
0 | PI7803-678.2 |  |  | 0 | 0.059055 | 0 | 25 | 0.013 | 0 | 5.2469 | 18 | 677.5727 | UNKN | Conduit | 18 | 1 |  | 0 | 107.6391 | 107.6391 | 0.0010764 | Estuary | 0 | FIXED | 25.06 | PI7802-589 | 0 | 0.24942 | SUBURBS | 0 | 0 | 0 | 2 | Cond | 20 | 32.8084 | 1 | N | 0 |  | CIRC | ROAD | 0.7874 | Full | 0 | Other |  | 0.059055 | 0 | 25 | 0.013 | 0.5 | FIXED | 26.75 | PI7803-678 | 0 | 0 | 0 | 0 | 0 | 0 | 0 | 0 | 0 | 0 | 0 | [11 empty] | 665.486
0 | PI8200-1250.1 |  |  | 0 | 0.059055 | 0 | 25 | 0.013 | 0 | 4.0593 | 18 | 618.7507 | UNKN | Conduit | 18 | 1 |  | 0 | 107.6391 | 107.6391 | 0.0010764 | Estuary | 0 | FIXED | 25.78 | PI8200-631 | 0 | 0.14929 | SUBURBS | 0 | 0 | 0 | 1 | Cond | 20 | 32.8084 | 1 | N | 0 |  | CIRC | ROAD | 0.7874 | Full | 0 | Other |  | 0.059055 | 0 | 25 | 0.013 | 0.83 | FIXED | 26.7037 | PI8200-1250 | 0 | 0 | 0 | 0 | 0 | 0 | 0 | 0 | 0 | 0 | 0 | [11 empty] | 618.7497
0 | PI7703-18.1 |  |  | 0 | 0.059055 | 0 | 25 | 0.013 | 0 | 6.2061 | 18 | 18.1063 | UNKN | Conduit | 18 | 1 |  | 0 | 107.6391 | 107.6391 | 0.0010764 | Estuary | 0 | FIXED | 35.1241 | PI7700-4166 | 0 | 0.34895 | SUBURBS | 0 | 0 | 0 | 1 | Cond | 20 | 32.8084 | 1 | N | 0 |  | CIRC | ROAD | 0.7874 | Full | 0 | Other |  | 0.059055 | 0 | 25 | 0.013 | 0.18 | FIXED | 35.1873 | PI7703-18 | 0 | 0 | 0 | 0 | 0 | 0 | 0 | 0 | 0 | 0 | 0 | [11 empty] | 18.106
0 | PI7710-473.1 |  |  | 0 | 0.059055 | 0 | 25 | 0.013 | 0 | 5.246 | 18 | 473.267 | UNKN | Conduit | 18 | 1 |  | 0 | 107.6391 | 107.6391 | 0.0010764 | Estuary | 0 | FIXED | 38.99 | PI7700-5454 | 0 | 0.24933 | SUBURBS | 0 | 0 | 0 | 1 | Cond | 20 | 32.8084 | 1 | N | 0 |  | CIRC | ROAD | 0.7874 | Full | 0 | Other |  | 0.059055 | 0 | 25 | 0.013 | 0.83 | FIXED | 40.17 | PI7710-473 | 0 | 0 | 0 | 0 | 0 | 0 | 0 | 0 | 0 | 0 | 0 | [11 empty] | 473.2662
0 | PI0800-15119.1 |  |  | 0 | 0.059055 | 0 | 25 | 0.013 | 0 | 5.245 | 18 | 29.6876 | UNKN | Conduit | 18 | 1 |  | 0 | 107.6391 | 107.6391 | 0.0010764 | Estuary | 0 | FIXED | 32.93 | PI0800-15089 | 0 | 0.24924 | SUBURBS | 0 | 0 | 0 | 1 | Cond | 20 | 32.8084 | 1 | N | 0 |  | CIRC | ROAD | 0.7874 | Full | 0 | Other |  | 0.059055 | 0 | 25 | 0.013 | 0.26 | FIXED | 33.004 | PI0800-15119 | 0 | 0 | 0 | 0 | 0 | 0 | 0 | 0 | 0 | 0 | 0 | [11 empty] | 29.6879
0 | PI5500-1543.1 |  |  | 0 | 0.059055 | 0 | 25 | 0.013 | 0 | 9.2695 | 18 | 218.3801 | UNKN | Conduit | 18 | 1 |  | 0 | 107.6391 | 107.6391 | 0.0010764 | Estuary | 0 | FIXED | 88.96 | PI5500-1325 | 0 | 0.77846 | SUBURBS | 0 | 0 | 0 | 1 | Cond | 20 | 32.8084 | 1 | N | 0 |  | CIRC | ROAD | 0.7874 | Full | 0 | Other |  | 0.059055 | 0 | 25 | 0.013 | 0.17 | FIXED | 90.66 | PI5500-1543 | 0 | 0 | 0 | 0 | 0 | 0 | 0 | 0 | 0 | 0 | 0 | [11 empty] | 218.3028
0 | PI5500-1750.1 |  |  | 0 | 0.059055 | 0 | 25 | 0.013 | 0 | 5.2712 | 18 | 206.5654 | UNKN | Conduit | 18 | 1 |  | 0 | 107.6391 | 107.6391 | 0.0010764 | Estuary | 0 | FIXED | 90.66 | PI5500-1543 | 0 | 0.25174 | SUBURBS | 0 | 0 | 0 | 1 | Cond | 20 | 32.8084 | 1 | N | 0 |  | CIRC | ROAD | 0.7874 | Full | 0 | Other |  | 0.059055 | 0 | 25 | 0.013 | 0.17 | FIXED | 91.18 | PI5500-1750 | 0 | 0 | 0 | 0 | 0 | 0 | 0 | 0 | 0 | 0 | 0 | [11 empty] | 206.3789
0 | PI5500-1867.1 |  |  | 0 | 0.059055 | 0 | 25 | 0.013 | 0 | -1.6804 | 18 | 117.2688 | UNKN | Conduit | 18 | 1 |  | 0 | 107.6391 | 107.6391 | 0.0010764 | Estuary | 0 | FIXED | 91.18 | PI5500-1750 | 0 | -0.025582 | SUBURBS | 0 | 0 | 0 | 1 | Cond | 20 | 32.8084 | 1 | N | 0 |  | CIRC | ROAD | 0.7874 | Full | 0 | Other |  | 0.059055 | 0 | 25 | 0.013 | 0.17 | FIXED | 91.15 | PI5500-1867 | 0 | 0 | 0 | 0 | 0 | 0 | 0 | 0 | 0 | 0 | 0 | [11 empty] | 117.5352
0 | PI6903-244.1 |  |  | 0 | 0.059055 | 0 | 25 | 0.013 | 0 | 3.1578 | 18 | 243.5116 | UNKN | Conduit | 18 | 1 |  | 0 | 107.6391 | 107.6391 | 0.0010764 | Estuary | 0 | FIXED | 11.17 | PI6900-1162 | 0 | 0.090345 | SUBURBS | 0 | 0 | 0 | 1 | Cond | 20 | 32.8084 | 1 | N | 0 |  | CIRC | ROAD | 0.7874 | Full | 0 | Other |  | 0.059055 | 0 | 25 | 0.013 | 0.5 | FIXED | 11.39 | PI6903-244 | 0 | 0 | 0 | 0 | 0 | 0 | 0 | 0 | 0 | 0 | 0 | [11 empty] | 243.4764
0 | PI690403-396.1 |  |  | 0 | 0.059055 | 0 | 25 | 0.013 | 0 | 4.5346 | 18 | 252.2911 | UNKN | Conduit | 18 | 1 |  | 0 | 107.6391 | 107.6391 | 0.0010764 | Estuary | 0 | FIXED | 16.96 | PI690403-144 | 0 | 0.18629 | SUBURBS | 0 | 0 | 0 | 1 | Cond | 20 | 32.8084 | 1 | N | 0 |  | CIRC | ROAD | 0.7874 | Full | 0 | Other |  | 0.059055 | 0 | 25 | 0.013 | 0.75 | FIXED | 17.43 | PI690403-396 | 0 | 0 | 0 | 0 | 0 | 0 | 0 | 0 | 0 | 0 | 0 | [11 empty] | 252.2904
0 | PI690403-144.1 |  |  | 0 | 0.059055 | 0 | 25 | 0.013 | 0 | 2.9025 | 18 | 144.1235 | UNKN | Conduit | 18 | 1 |  | 0 | 107.6391 | 107.6391 | 0.0010764 | Estuary | 0 | FIXED | 16.85 | PI6904-769 | 0 | 0.076323 | SUBURBS | 0 | 0 | 0 | 1 | Cond | 20 | 32.8084 | 1 | N | 0 |  | CIRC | ROAD | 0.7874 | Full | 0 | Other |  | 0.059055 | 0 | 25 | 0.013 | 0.75 | FIXED | 16.96 | PI690403-144 | 0 | 0 | 0 | 0 | 0 | 0 | 0 | 0 | 0 | 0 | 0 | [11 empty] | 144.1239
0 | PI3201-113.1 |  |  | 0 | 0.059055 | 0 | 25 | 0.013 | 0 | 5.2187 | 18 | 113.4795 | UNKN | Conduit | 18 | 1 |  | 0 | 107.6391 | 107.6391 | 0.0010764 | Estuary | 0 | FIXED | 50.87 | PI3200-88 | 0 | 0.24674 | SUBURBS | 0 | 0 | 0 | 1 | Cond | 20 | 32.8084 | 1 | N | 0 |  | CIRC | ROAD | 0.7874 | Full | 0 | Other |  | 0.059055 | 0 | 25 | 0.013 | 0.5 | FIXED | 51.15 | PI3201-113 | 0 | 0 | 0 | 0 | 0 | 0 | 0 | 0 | 0 | 0 | 0 | [11 empty] | 113.4791
0 | PI3400-63.1 |  |  | 0 | 0.059055 | 0 | 25 | 0.013 | 0 | 4.7466 | 18 | 62.8227 | UNKN | Conduit | 18 | 1 |  | 0 | 107.6391 | 107.6391 | 0.0010764 | Estuary | 1 | FIXED | 57.5 | CC0300-7103 | 0 | 0.20412 | SUBURBS | 0 | 0 | 0 | 1 | Cond | 20 | 32.8084 | 1 | N | 0 |  | CIRC | ROAD | 0.7874 | Full | 0 | Other |  | 0.059055 | 0 | 25 | 0.013 | 0.29 | FIXED | 57.6282 | PI3400-63 | 0 | 0 | 0 | 0 | 0 | 0 | 0 | 0 | 0 | 0 | 0 | [11 empty] | 62.8224
0 | PI1503-2495.1 |  |  | 0 | 0.059055 | 0 | 25 | 0.013 | 0 | 6.2952 | 18 | 220.0296 | UNKN | Conduit | 18 | 1 |  | 0 | 107.6391 | 107.6391 | 0.0010764 | Estuary | 0 | FIXED | 51.28 | PI1503-2275 | 0 | 0.35904 | SUBURBS | 0 | 0 | 0 | 1 | Cond | 20 | 32.8084 | 1 | N | 0 |  | CIRC | ROAD | 0.7874 | Full | 0 | Other |  | 0.059055 | 0 | 25 | 0.013 | 0.84 | FIXED | 52.07 | PI1503-2495 | 0 | 0 | 0 | 0 | 0 | 0 | 0 | 0 | 0 | 0 | 0 | [11 empty] | 220.0289
0 | PI1503-2275.1 |  |  | 0 | 0.059055 | 0 | 25 | 0.013 | 0 | 5.9508 | 18 | 236.8871 | UNKN | Conduit | 18 | 1 |  | 0 | 107.6391 | 107.6391 | 0.0010764 | Estuary | 0 | FIXED | 50.52 | PI1503-2038 | 0 | 0.32083 | SUBURBS | 0 | 0 | 0 | 1 | Cond | 20 | 32.8084 | 1 | N | 0 |  | CIRC | ROAD | 0.7874 | Full | 0 | Other |  | 0.059055 | 0 | 25 | 0.013 | 0.76 | FIXED | 51.28 | PI1503-2275 | 0 | 0 | 0 | 0 | 0 | 0 | 0 | 0 | 0 | 0 | 0 | [11 empty] | 236.8585
0 | PI0304-749.1 |  |  | 0 | 0.059055 | 0 | 25 | 0.013 | 0 | -1.0193 | 18 | 212.4534 | UNKN | Conduit | 18 | 1 |  | 0 | 107.6391 | 107.6391 | 0.0010764 | Estuary | 0 | FIXED | 22.67 | PI0304-537 | 0 | -0.0094138 | SUBURBS | 0 | 0 | 0 | 1 | Cond | 20 | 32.8084 | 1 | N | 0 |  | CIRC | ROAD | 0.7874 | Full | 0 | Other |  | 0.059055 | 0 | 25 | 0.013 | 0.5 | FIXED | 22.65 | PI0304-749 | 0 | 0 | 0 | 0 | 0 | 0 | 0 | 0 | 0 | 0 | 0 | [11 empty] | 212.4377
0 | PI120101-204.1 |  |  | 0 | 0.059055 | 0 | 25 | 0.013 | 0 | 8.5793 | 18 | 204.3424 | UNKN | Conduit | 18 | 1 |  | 0 | 107.6391 | 107.6391 | 0.0010764 | Estuary | 0 | FIXED | 20.6797 | PI1201-252 | 0 | 0.66685 | SUBURBS | 0 | 0 | 0 | 1 | Cond | 20 | 32.8084 | 1 | N | 0 |  | CIRC | ROAD | 0.7874 | Full | 0 | Other |  | 0.059055 | 0 | 25 | 0.013 | 0.28 | FIXED | 22.0424 | PI120101-204 | 0 | 0 | 0 | 0 | 0 | 0 | 0 | 0 | 0 | 0 | 0 | [11 empty] | 204.342
0 | PI1400-1647.1 |  |  | 0 | 0.059055 | 0 | 25 | 0.013 | 0 | 5.2097 | 18 | 228.6766 | UNKN | Conduit | 18 | 1 |  | 0 | 107.6391 | 107.6391 | 0.0010764 | Estuary | 0 | FIXED | 30.55 | PI1400-1418 | 0 | 0.2459 | SUBURBS | 0 | 0 | 0 | 1 | Cond | 20 | 32.8084 | 1 | N | 0 |  | CIRC | ROAD | 0.7874 | Full | 0 | Other |  | 0.059055 | 0 | 25 | 0.013 | 0.17 | FIXED | 31.1123 | PI1400-1647 | 0 | 0 | 0 | 0 | 0 | 0 | 0 | 0 | 0 | 0 | 0 | [11 empty] | 228.6762
0 | PI0304-537.1 |  |  | 0 | 0.059055 | 0 | 25 | 0.013 | 0 | 3.6287 | 18 | 276.6271 | UNKN | Conduit | 18 | 1 |  | 0 | 107.6391 | 107.6391 | 0.0010764 | Estuary | 0 | FIXED | 22.34 | PI0304-260 | 0 | 0.11929 | SUBURBS | 0 | 0 | 0 | 1 | Cond | 20 | 32.8084 | 1 | N | 0 |  | CIRC | ROAD | 0.7874 | Full | 0 | Other |  | 0.059055 | 0 | 25 | 0.013 | 0.17 | FIXED | 22.67 | PI0304-537 | 0 | 0 | 0 | 0 | 0 | 0 | 0 | 0 | 0 | 0 | 0 | [11 empty] | 276.6051
0 | PI4201-271.1 |  |  | 0 | 0.059055 | 0 | 25 | 0.013 | 0 | 16.5602 | 18 | 270.9818 | UNKN | Conduit | 18 | 1 |  | 0 | 107.6391 | 107.6391 | 0.0010764 | Estuary | 0 | FIXED | 74.8395 | PI4200-2500 | 0 | 2.4846 | SUBURBS | 0 | 0 | 0 | 1 | Cond | 20 | 32.8084 | 1 | N | 0 |  | CIRC | ROAD | 0.7874 | Full | 0 | Other |  | 0.059055 | 0 | 25 | 0.013 | 0.17 | FIXED | 81.5722 | PI4201-271 | 0 | 0 | 0 | 0 | 0 | 0 | 0 | 0 | 0 | 0 | 0 | [11 empty] | 270.982
0 | PI3701-543.1 |  |  | 0 | 0.059055 | 0 | 25 | 0.013 | 0 | 5.2367 | 18 | 257.5962 | UNKN | Conduit | 18 | 1 |  | 0 | 107.6391 | 107.6391 | 0.0010764 | Estuary | 0 | FIXED | 61.57 | PI3701-285 | 0 | 0.24845 | SUBURBS | 0 | 0 | 0 | 1 | Cond | 20 | 32.8084 | 1 | N | 0 |  | CIRC | ROAD | 0.7874 | Full | 0 | Other |  | 0.059055 | 0 | 25 | 0.013 | 0.5 | FIXED | 62.21 | PI3701-543 | 0 | 0 | 0 | 0 | 0 | 0 | 0 | 0 | 0 | 0 | 0 | [11 empty] | 257.5954
0 | PI3701-285.1 |  |  | 0 | 0.059055 | 0 | 25 | 0.013 | 0 | 5.2699 | 18 | 35.7696 | UNKN | Conduit | 18 | 1 |  | 0 | 107.6391 | 107.6391 | 0.0010764 | Estuary | 0 | FIXED | 61.48 | PI3701-249 | 0 | 0.25161 | SUBURBS | 0 | 0 | 0 | 1 | Cond | 20 | 32.8084 | 1 | N | 0 |  | CIRC | ROAD | 0.7874 | Full | 0 | Other |  | 0.059055 | 0 | 25 | 0.013 | 0.74 | FIXED | 61.57 | PI3701-285 | 0 | 0 | 0 | 0 | 0 | 0 | 0 | 0 | 0 | 0 | 0 | [11 empty] | 35.7693
0 | PI150101-875.1 |  |  | 0 | 0.059055 | 0 | 25 | 0.013 | 0 | 6.4319 | 18 | 353.8798 | UNKN | Conduit | 18 | 1 |  | 0 | 107.6391 | 107.6391 | 0.0010764 | Estuary | 0 | FIXED | 35.5514 | PI150101-521 | 0 | 0.37481 | SUBURBS | 0 | 0 | 0 | 1 | Cond | 20 | 32.8084 | 1 | N | 0 |  | CIRC | ROAD | 0.7874 | Full | 0 | Other |  | 0.059055 | 0 | 25 | 0.013 | 0.17 | FIXED | 36.8777 | PI150101-875 | 0 | 0 | 0 | 0 | 0 | 0 | 0 | 0 | 0 | 0 | 0 | [11 empty] | 353.8792
0 | PI7703-526.1 |  |  | 0 | 0.059055 | 0 | 25 | 0.013 | 0 | 8.6754 | 18 | 507.6798 | UNKN | Conduit | 18 | 1 |  | 0 | 107.6391 | 107.6391 | 0.0010764 | Estuary | 0 | FIXED | 35.1873 | PI7703-18 | 0 | 0.68187 | SUBURBS | 0 | 0 | 0 | 1 | Cond | 20 | 32.8084 | 1 | N | 0 |  | CIRC | ROAD | 0.7874 | Full | 0 | Other |  | 0.059055 | 0 | 25 | 0.013 | 0.17 | FIXED | 38.649 | PI7703-526 | 0 | 0 | 0 | 0 | 0 | 0 | 0 | 0 | 0 | 0 | 0 | [11 empty] | 507.6788
0 | PI7703-577.1 |  |  | 0 | 0.059055 | 0 | 25 | 0.013 | 0 | 8.6754 | 18 | 51.4744 | UNKN | Conduit | 18 | 1 |  | 0 | 107.6391 | 107.6391 | 0.0010764 | Estuary | 0 | FIXED | 38.649 | PI7703-526 | 0 | 0.68187 | SUBURBS | 0 | 0 | 0 | 1 | Cond | 20 | 32.8084 | 1 | N | 0 |  | CIRC | ROAD | 0.7874 | Full | 0 | Other |  | 0.059055 | 0 | 25 | 0.013 | 0.5 | FIXED | 39 | PI7703-577 | 0 | 0 | 0 | 0 | 0 | 0 | 0 | 0 | 0 | 0 | 0 | [11 empty] | 51.4747
0 | PI1500-6274.1 |  |  | 0 | 0.059055 | 0 | 25 | 0.013 | 0 | 6.465 | 18 | 194.3973 | UNKN | Conduit | 18 | 1 |  | 0 | 107.6391 | 107.6391 | 0.0010764 | Estuary | 0 | FIXED | 51.4739 | PI1500-6080 | 0 | 0.37867 | SUBURBS | 0 | 0 | 0 | 1 | Cond | 20 | 32.8084 | 1 | N | 0 |  | CIRC | ROAD | 0.7874 | Full | 0 | Other |  | 0.059055 | 0 | 25 | 0.013 | 0.29 | FIXED | 52.21 | PI1500-6274 | 0 | 0 | 0 | 0 | 0 | 0 | 0 | 0 | 0 | 0 | 0 | [11 empty] | 194.397
0 | PI5300-3093.1 |  |  | 0 | 0.059055 | 0 | 25 | 0.013 | 0 | 2.6482 | 18 | 834 | UNKN | Conduit | 18 | 1 |  | 0 | 107.6391 | 107.6391 | 0.0010764 | Estuary | 0 | FIXED | 92.4301 | PI5300-2270 | 0 | 0.063538 | SUBURBS | 0 | 0 | 0 | 1 | Cond | 20 | 32.8084 | 1 | N | 0 |  | CIRC | ROAD | 0.7874 | Full | 0 | Other |  | 0.059055 | 0 | 25 | 0.013 | 0.55 | FIXED | 92.96 | PI5300-3093 | 0 | 0 | 0 | 0 | 0 | 0 | 0 | 0 | 0 | 0 | 0 | [11 empty] | 823.6764
0 | PI5500-2428.1 |  |  | 0 | 0.059055 | 0 | 25 | 0.013 | 0 | 7.0838 | 18 | 433.3236 | UNKN | Conduit | 18 | 1 |  | 0 | 107.6391 | 107.6391 | 0.0010764 | Estuary | 0 | FIXED | 91.15 | PI5500-1994 | 0 | 0.45463 | SUBURBS | 0 | 0 | 0 | 1 | Cond | 20 | 32.8084 | 1 | N | 0 |  | CIRC | ROAD | 0.7874 | Full | 0 | Other |  | 0.059055 | 0 | 25 | 0.013 | 0.25 | FIXED | 93.12 | PI5500-2428 | 0 | 0 | 0 | 0 | 0 | 0 | 0 | 0 | 0 | 0 | 0 | [11 empty] | 433.3221
0 | PI4303-481.1 |  |  | 0 | 0.059055 | 0 | 25 | 0.013 | 0 | 6.8521 | 18 | 220.9818 | UNKN | Conduit | 18 | 1 |  | 0 | 107.6391 | 107.6391 | 0.0010764 | Estuary | 0 | FIXED | 85.38 | PI4303-260 | 0 | 0.42537 | SUBURBS | 0 | 0 | 0 | 1 | Cond | 20 | 32.8084 | 1 | N | 0 |  | CIRC | ROAD | 0.7874 | Full | 0 | Other |  | 0.059055 | 0 | 25 | 0.013 | 0.5 | FIXED | 86.32 | PI4303-481 | 0 | 0 | 0 | 0 | 0 | 0 | 0 | 0 | 0 | 0 | 0 | [11 empty] | 220.982
0 | PI1500-6080.1 |  |  | 0 | 0.059055 | 0 | 25 | 0.013 | 0 | -6.6989 | 18 | 348.3184 | UNKN | Conduit | 18 | 1 |  | 0 | 107.6391 | 107.6391 | 0.0010764 | Estuary | 0 | FIXED | 52.89 | PI1500-5731 | 0 | -0.40656 | SUBURBS | 0 | 0 | 0 | 1 | Cond | 20 | 32.8084 | 1 | N | 0 |  | CIRC | ROAD | 0.7874 | Full | 0 | Other |  | 0.059055 | 0 | 25 | 0.013 | 0.17 | FIXED | 51.4739 | PI1500-6080 | 0 | 0 | 0 | 0 | 0 | 0 | 0 | 0 | 0 | 0 | 0 | [11 empty] | 348.3172
0 | PI0800-15089.1 |  |  | 0 | 0.059055 | 0 | 25 | 0.013 | 0 | 5.245 | 18 | 509.5522 | UNKN | Conduit | 18 | 1 |  | 0 | 107.6391 | 107.6391 | 0.0010764 | Estuary | 0 | FIXED | 31.66 | PI0800-14580 | 0 | 0.24924 | SUBURBS | 0 | 0 | 0 | 1 | Cond | 20 | 32.8084 | 1 | N | 0 |  | CIRC | ROAD | 0.7874 | Full | 0 | Other |  | 0.059055 | 0 | 25 | 0.013 | 0.26 | FIXED | 32.93 | PI0800-15089 | 0 | 0 | 0 | 0 | 0 | 0 | 0 | 0 | 0 | 0 | 0 | [11 empty] | 509.551
0 | PI0800-14580.1 |  |  | 0 | 0.059055 | 0 | 25 | 0.013 | 0 | 5.2566 | 18 | 347.5311 | UNKN | Conduit | 18 | 1 |  | 0 | 107.6391 | 107.6391 | 0.0010764 | Estuary | 0 | FIXED | 30.79 | PI0800-14232 | 0 | 0.25034 | SUBURBS | 0 | 0 | 0 | 1 | Cond | 20 | 32.8084 | 1 | N | 0 |  | CIRC | ROAD | 0.7874 | Full | 0 | Other |  | 0.059055 | 0 | 25 | 0.013 | 0.17 | FIXED | 31.66 | PI0800-14580 | 0 | 0 | 0 | 0 | 0 | 0 | 0 | 0 | 0 | 0 | 0 | [11 empty] | 347.531
0 | PI0800-14232.1 |  |  | 0 | 0.059055 | 0 | 25 | 0.013 | 0 | 4.2313 | 18 | 369.8976 | UNKN | Conduit | 18 | 1 |  | 0 | 107.6391 | 107.6391 | 0.0010764 | Estuary | 0 | FIXED | 30.19 | PI0800-13862 | 0 | 0.16221 | SUBURBS | 0 | 0 | 0 | 1 | Cond | 20 | 32.8084 | 1 | N | 0 |  | CIRC | ROAD | 0.7874 | Full | 0 | Other |  | 0.059055 | 0 | 25 | 0.013 | 0.17 | FIXED | 30.79 | PI0800-14232 | 0 | 0 | 0 | 0 | 0 | 0 | 0 | 0 | 0 | 0 | 0 | [11 empty] | 369.896
0 | PI150101-1252.1 |  |  | 0 | 0.059055 | 0 | 25 | 0.013 | 0 | 3.3893 | 18 | 376.9013 | UNKN | Conduit | 18 | 1 |  | 0 | 107.6391 | 107.6391 | 0.0010764 | Estuary | 0 | FIXED | 36.8777 | PI150101-875 | 0 | 0.10407 | SUBURBS | 0 | 0 | 0 | 1 | Cond | 20 | 32.8084 | 1 | N | 0 |  | CIRC | ROAD | 0.7874 | Full | 0 | Other |  | 0.059055 | 0 | 25 | 0.013 | 0.25 | FIXED | 37.27 | PI150101-1252 | 0 | 0 | 0 | 0 | 0 | 0 | 0 | 0 | 0 | 0 | 0 | [11 empty] | 376.9004
0 | PI690403-1176.1 |  |  | 0 | 0.059055 | 0 | 25 | 0.013 | 0 | 3.4719 | 18 | 274.7019 | UNKN | Conduit | 18 | 1 |  | 0 | 107.6391 | 107.6391 | 0.0010764 | Estuary | 0 | FIXED | 18.69 | PI690403-902 | 0 | 0.10921 | SUBURBS | 0 | 0 | 0 | 1 | Cond | 20 | 32.8084 | 1 | N | 0 |  | CIRC | ROAD | 0.7874 | Full | 0 | Other |  | 0.059055 | 0 | 25 | 0.013 | 0.5 | FIXED | 18.99 | PI690403-1176 | 0 | 0 | 0 | 0 | 0 | 0 | 0 | 0 | 0 | 0 | 0 | [11 empty] | 274.7012
0 | PI690403-902.1 |  |  | 0 | 0.059055 | 0 | 25 | 0.013 | 0 | 5.2462 | 18 | 505.3174 | UNKN | Conduit | 18 | 1 |  | 0 | 107.6391 | 107.6391 | 0.0010764 | Estuary | 0 | FIXED | 17.43 | PI690403-396 | 0 | 0.24935 | SUBURBS | 0 | 0 | 0 | 1 | Cond | 20 | 32.8084 | 1 | N | 0 |  | CIRC | ROAD | 0.7874 | Full | 0 | Other |  | 0.059055 | 0 | 25 | 0.013 | 0.75 | FIXED | 18.69 | PI690403-902 | 0 | 0 | 0 | 0 | 0 | 0 | 0 | 0 | 0 | 0 | 0 | [11 empty] | 505.316
0 | PI6801-1428.1 |  |  | 0 | 0.059055 | 0 | 25 | 0.013 | 0 | 5.2412 | 18 | 365.648 | UNKN | Conduit | 18 | 1 |  | 0 | 107.6391 | 107.6391 | 0.0010764 | Estuary | 0 | FIXED | 14.15 | PI6801-1062 | 0 | 0.24887 | SUBURBS | 0 | 0 | 0 | 1 | Cond | 20 | 32.8084 | 1 | N | 0 |  | CIRC | ROAD | 0.7874 | Full | 0 | Other |  | 0.059055 | 0 | 25 | 0.013 | 0.25 | FIXED | 15.06 | PI6801-1428 | 0 | 0 | 0 | 0 | 0 | 0 | 0 | 0 | 0 | 0 | 0 | [11 empty] | 365.647
0 | PI6801-1762.1 |  |  | 0 | 0.059055 | 0 | 25 | 0.013 | 0 | 5.2371 | 18 | 334.026 | UNKN | Conduit | 18 | 1 |  | 0 | 107.6391 | 107.6391 | 0.0010764 | Estuary | 0 | FIXED | 15.06 | PI6801-1428 | 0 | 0.24848 | SUBURBS | 0 | 0 | 0 | 1 | Cond | 20 | 32.8084 | 1 | N | 0 |  | CIRC | ROAD | 0.7874 | Full | 0 | Other |  | 0.059055 | 0 | 25 | 0.013 | 0.17 | FIXED | 15.89 | PI6801-1762 | 0 | 0 | 0 | 0 | 0 | 0 | 0 | 0 | 0 | 0 | 0 | [11 empty] | 334.0253
0 | PI7100-208.1 |  |  | 0 | 0.059055 | 0 | 25 | 0.013 | 0 | 3.99 | 18 | 207.9938 | UNKN | Conduit | 18 | 1 |  | 0 | 107.6391 | 107.6391 | 0.0010764 | Estuary | 1 | FIXED | 18.2 | CC0901-356 | 0 | 0.14424 | SUBURBS | 0 | 0 | 0 | 1 | Cond | 20 | 32.8084 | 1 | N | 0 |  | CIRC | ROAD | 0.7874 | Full | 0 | Other |  | 0.059055 | 0 | 25 | 0.013 | 0.5 | FIXED | 18.5 | PI7100-208 | 0 | 0 | 0 | 0 | 0 | 0 | 0 | 0 | 0 | 0 | 0 | [11 empty] | 207.993
0 | PI3400-343.1 |  |  | 0 | 0.059055 | 0 | 25 | 0.013 | 0 | 4.7466 | 18 | 227.1952 | UNKN | Conduit | 18 | 1 |  | 0 | 107.6391 | 107.6391 | 0.0010764 | Estuary | 0 | FIXED | 57.7362 | PI3400-116 | 0 | 0.20412 | SUBURBS | 0 | 0 | 0 | 1 | Cond | 20 | 32.8084 | 1 | N | 0 |  | CIRC | ROAD | 0.7874 | Full | 0 | Other |  | 0.059055 | 0 | 25 | 0.013 | 0.5 | FIXED | 58.2 | PI3400-343 | 0 | 0 | 0 | 0 | 0 | 0 | 0 | 0 | 0 | 0 | 0 | [11 empty] | 227.1946
0 | PI4800-453.1 |  |  | 0 | 0.059055 | 0 | 25 | 0.013 | 0 | 3.3828 | 18 | 453.333 | UNKN | Conduit | 18 | 1 |  | 0 | 107.6391 | 107.6391 | 0.0010764 | Estuary | 1 | FIXED | 84 | CC0300-13140 | 0 | 0.10368 | SUBURBS | 0 | 0 | 0 | 1 | Cond | 20 | 32.8084 | 1 | N | 0 |  | CIRC | ROAD | 0.7874 | Full | 0 | Other |  | 0.059055 | 0 | 25 | 0.013 | 0.5 | FIXED | 84.47 | PI4800-453 | 0 | 0 | 0 | 0 | 0 | 0 | 0 | 0 | 0 | 0 | 0 | [11 empty] | 453.3095
0 | PI5805-622.1 |  |  | 0 | 0.059055 | 0 | 25 | 0.013 | 0 | 2.3643 | 18 | 533.1487 | UNKN | Conduit | 18 | 1 |  | 0 | 107.6391 | 107.6391 | 0.0010764 | Estuary | 0 | FIXED | 45.87 | PI5805-89 | 0 | 0.050643 | SUBURBS | 0 | 0 | 0 | 1 | Cond | 20 | 32.8084 | 1 | N | 0 |  | CIRC | ROAD | 0.7874 | Full | 0 | Other |  | 0.059055 | 0 | 25 | 0.013 | 0.27 | FIXED | 46.14 | PI5805-622 | 0 | 0 | 0 | 0 | 0 | 0 | 0 | 0 | 0 | 0 | 0 | [11 empty] | 533.1476
0 | PI5502-287.1 |  |  | 0 | 0.059055 | 0 | 25 | 0.013 | 0 | 7.0974 | 18 | 287.0453 | UNKN | Conduit | 18 | 1 |  | 0 | 107.6391 | 107.6391 | 0.0010764 | Estuary | 0 | FIXED | 86.44 | PI5500-482 | 0 | 0.45637 | SUBURBS | 0 | 0 | 0 | 1 | Cond | 20 | 32.8084 | 1 | N | 0 |  | CIRC | ROAD | 0.7874 | Full | 0 | Other |  | 0.059055 | 0 | 25 | 0.013 | 0.5 | FIXED | 87.75 | PI5502-287 | 0 | 0 | 0 | 0 | 0 | 0 | 0 | 0 | 0 | 0 | 0 | [11 empty] | 287.0009
0 | PI1000-719.1 |  |  | 0 | 0.059055 | 0 | 25 | 0.013 | 0 | 4.6692 | 18 | 97.3041 | UNKN | Conduit | 18 | 1 |  | 0 | 107.6391 | 107.6391 | 0.0010764 | Estuary | 0 | FIXED | 15.1787 | PI1000-622 | 0 | 0.19752 | SUBURBS | 0 | 0 | 0 | 1 | Cond | 20 | 32.8084 | 1 | N | 0 |  | CIRC | ROAD | 0.7874 | Full | 0 | Other |  | 0.059055 | 0 | 25 | 0.013 | 0.17 | FIXED | 15.3709 | PI1000-719 | 0 | 0 | 0 | 0 | 0 | 0 | 0 | 0 | 0 | 0 | 0 | [11 empty] | 97.298
0 | PI3000-2851.1 |  |  | 0 | 0.059055 | 0 | 25 | 0.013 | 0 | 6.654 | 18 | 79.9946 | UNKN | Conduit | 18 | 1 |  | 0 | 107.6391 | 107.6391 | 0.0010764 | Estuary | 0 | FIXED | 54.6791 | PI3000-2771 | 0 | 0.40113 | SUBURBS | 0 | 0 | 0 | 1 | Cond | 20 | 32.8084 | 1 | N | 0 |  | CIRC | ROAD | 0.7874 | Full | 0 | Other |  | 0.059055 | 0 | 25 | 0.013 | 0.5 | FIXED | 55 | PI3000-2851 | 0 | 0 | 0 | 0 | 0 | 0 | 0 | 0 | 0 | 0 | 0 | [11 empty] | 79.9943
0 | PI1400-1982.1 |  |  | 0 | 0.059055 | 0 | 25 | 0.013 | 0 | 5.2097 | 18 | 335.3131 | UNKN | Conduit | 18 | 1 |  | 0 | 107.6391 | 107.6391 | 0.0010764 | Estuary | 0 | FIXED | 31.4255 | PI1400-1647 | 0 | 0.2459 | SUBURBS | 0 | 0 | 0 | 1 | Cond | 20 | 32.8084 | 1 | N | 0 |  | CIRC | ROAD | 0.7874 | Full | 0 | Other |  | 0.059055 | 0 | 25 | 0.013 | 0.25 | FIXED | 32.25 | PI1400-1982 | 0 | 0 | 0 | 0 | 0 | 0 | 0 | 0 | 0 | 0 | 0 | [11 empty] | 335.3127
0 | PI6605-541.1 |  |  | 0 | 0.059055 | 0 | 25 | 0.013 | 0 | 9.4686 | 18 | 476.4507 | UNKN | Conduit | 18 | 1 |  | 0 | 107.6391 | 107.6391 | 0.0010764 | Estuary | 0 | FIXED | 8.84 | PI6605-65 | 0 | 0.81226 | SUBURBS | 0 | 0 | 0 | 1 | Cond | 20 | 32.8084 | 1 | N | 0 |  | CIRC | ROAD | 0.7874 | Full | 0 | Other |  | 0.059055 | 0 | 25 | 0.013 | 0.17 | FIXED | 12.71 | PI6605-541 | 0 | 0 | 0 | 0 | 0 | 0 | 0 | 0 | 0 | 0 | 0 | [11 empty] | 476.4497
0 | PI4303-260.1 |  |  | 0 | 0.059055 | 0 | 25 | 0.013 | 0 | 9.1853 | 18 | 260.34 | UNKN | Conduit | 18 | 1 |  | 0 | 107.6391 | 107.6391 | 0.0010764 | Estuary | 0 | FIXED | 83.39 | PI4300-3665 | 0 | 0.76439 | SUBURBS | 0 | 0 | 0 | 1 | Cond | 20 | 32.8084 | 1 | N | 0 |  | CIRC | ROAD | 0.7874 | Full | 0 | Other |  | 0.059055 | 0 | 25 | 0.013 | 0.17 | FIXED | 85.38 | PI4303-260 | 0 | 0 | 0 | 0 | 0 | 0 | 0 | 0 | 0 | 0 | 0 | [11 empty] | 260.3393
0 | PI9002-77.1 |  |  | 0 | 0.059055 | 0 | 25 | 0.013 | 0 | 5.4863 | 18 | 22.0026 | UNKN | Conduit | 18 | 1 |  | 0 | 107.6391 | 107.6391 | 0.0010764 | Estuary | 0 | FIXED | 48.98 | PI9002-55 | 0 | 0.27269 | SUBURBS | 0 | 0 | 0 | 1 | Cond | 20 | 32.8084 | 1 | N | 0 |  | CIRC | ROAD | 0.7874 | Full | 0 | Other |  | 0.059055 | 0 | 25 | 0.013 | 0.5 | FIXED | 49.04 | PI9002-77 | 0 | 0 | 0 | 0 | 0 | 0 | 0 | 0 | 0 | 0 | 0 | [11 empty] | 22.0005
0 | PI5500-1994.1 |  |  | 0 | 0.059055 | 0 | 25 | 0.013 | 0 | 0 | 18 | 127.1027 | UNKN | Conduit | 18 | 1 |  | 0 | 107.6391 | 107.6391 | 0.0010764 | Estuary | 0 | FIXED | 91.15 | PI5500-1867 | 0 | 0 | SUBURBS | 0 | 0 | 0 | 1 | Cond | 20 | 32.8084 | 1 | N | 0 |  | CIRC | ROAD | 0.7874 | Full | 0 | Other |  | 0.059055 | 0 | 25 | 0.013 | 0.17 | FIXED | 91.15 | PI5500-1994 | 0 | 0 | 0 | 0 | 0 | 0 | 0 | 0 | 0 | 0 | 0 | [11 empty] | 127.1025
0 | PI0304-260.1 |  |  | 0 | 0.059055 | 0 | 25 | 0.013 | 0 | 7.1949 | 18 | 260.1294 | UNKN | Conduit | 18 | 1 |  | 0 | 107.6391 | 107.6391 | 0.0010764 | Estuary | 0 | FIXED | 21.12 | PI0300-9583 | 0 | 0.469 | SUBURBS | 0 | 0 | 0 | 1 | Cond | 20 | 32.8084 | 1 | N | 0 |  | CIRC | ROAD | 0.7874 | Full | 0 | Other |  | 0.059055 | 0 | 25 | 0.013 | 0.18 | FIXED | 22.34 | PI0304-260 | 0 | 0 | 0 | 0 | 0 | 0 | 0 | 0 | 0 | 0 | 0 | [11 empty] | 260.0596
0 | PI5200-547.1 |  |  | 0 | 0.059055 | 0 | 25 | 0.013 | 0 | 5.2507 | 18 | 464.4139 | UNKN | Conduit | 18 | 1 |  | 0 | 107.6391 | 107.6391 | 0.0010764 | Estuary | 0 | FIXED | 122.95 | PI5200-83 | 0 | 0.24978 | SUBURBS | 0 | 0 | 0 | 1 | Cond | 20 | 32.8084 | 1 | N | 0 |  | CIRC | ROAD | 0.7874 | Full | 0 | Other |  | 0.059055 | 0 | 25 | 0.013 | 0.61 | FIXED | 124.11 | PI5200-547 | 0 | 0 | 0 | 0 | 0 | 0 | 0 | 0 | 0 | 0 | 0 | [11 empty] | 464.4128
0 | PI0600-2343.1 |  |  | 0 | 0.059055 | 0 | 25 | 0.013 | 0 | 3.7505 | 18 | 376.6489 | UNKN | Conduit | 18 | 1 |  | 0 | 107.6391 | 107.6391 | 0.0010764 | Estuary | 0 | FIXED | 43.6 | PI0600-1967 | 0 | 0.12744 | SUBURBS | 0 | 0 | 0 | 1 | Cond | 20 | 32.8084 | 1 | N | 0 |  | CIRC | ROAD | 0.7874 | Full | 0 | Other |  | 0.059055 | 0 | 25 | 0.013 | 0.25 | FIXED | 44.08 | PI0600-2343 | 0 | 0 | 0 | 0 | 0 | 0 | 0 | 0 | 0 | 0 | 0 | [11 empty] | 376.637
0 | PI0600-1967.1 |  |  | 0 | 0.059055 | 0 | 25 | 0.013 | 0 | 3.4637 | 18 | 230.0001 | UNKN | Conduit | 18 | 1 |  | 0 | 107.6391 | 107.6391 | 0.0010764 | Estuary | 0 | FIXED | 43.35 | PI0600-1737 | 0 | 0.1087 | SUBURBS | 0 | 0 | 0 | 1 | Cond | 20 | 32.8084 | 1 | N | 0 |  | CIRC | ROAD | 0.7874 | Full | 0 | Other |  | 0.059055 | 0 | 25 | 0.013 | 0.17 | FIXED | 43.6 | PI0600-1967 | 0 | 0 | 0 | 0 | 0 | 0 | 0 | 0 | 0 | 0 | 0 | [11 empty] | 229.9872
0 | PI5804-740.1 |  |  | 0 | 0.059055 | 0 | 25 | 0.013 | 0 | 10.4909 | 18 | 192.5542 | UNKN | Conduit | 18 | 1 |  | 0 | 107.6391 | 107.6391 | 0.0010764 | Estuary | 0 | FIXED | 45.86 | PI5804-548 | 0 | 0.24928 | SUBURBS | 0 | 0 | 0 | 1 | Cond | 20 | 32.8084 | 2 | N | 0 |  | CIRC | ROAD | 0.7874 | Full | 0 | Other |  | 0.059055 | 0 | 25 | 0.013 | 0.5 | FIXED | 46.34 | PI5804-740 | 0 | 0 | 0 | 0 | 0 | 0 | 0 | 0 | 0 | 0 | 0 | [11 empty] | 192.5416
0 | PI5804-548.1 |  |  | 0 | 0.059055 | 0 | 25 | 0.013 | 0 | 11.2748 | 18 | 298.6864 | UNKN | Conduit | 18 | 1 |  | 0 | 107.6391 | 107.6391 | 0.0010764 | Estuary | 0 | FIXED | 45 | PI5804-249 | 0 | 0.28793 | SUBURBS | 0 | 0 | 0 | 1 | Cond | 20 | 32.8084 | 2 | N | 0 |  | CIRC | ROAD | 0.7874 | Full | 0 | Other |  | 0.059055 | 0 | 25 | 0.013 | 0.5 | FIXED | 45.86 | PI5804-548 | 0 | 0 | 0 | 0 | 0 | 0 | 0 | 0 | 0 | 0 | 0 | [11 empty] | 298.6973
0 | PI580401-72.1 |  |  | 0 | 0.059055 | 0 | 25 | 0.013 | 0 | 9.5403 | 18 | 71.55 | UNKN | Conduit | 18 | 1 |  | 0 | 107.6391 | 107.6391 | 0.0010764 | Estuary | 0 | FIXED | 45 | PI5804-249 | 0 | 0.8246 | SUBURBS | 0 | 0 | 0 | 1 | Cond | 20 | 32.8084 | 1 | N | 0 |  | CIRC | ROAD | 0.7874 | Full | 0 | Other |  | 0.059055 | 0 | 25 | 0.013 | 0.17 | FIXED | 45.59 | PI580401-72 | 0 | 0 | 0 | 0 | 0 | 0 | 0 | 0 | 0 | 0 | 0 | [11 empty] | 71.5542
0 | PI5805-89.1 |  |  | 0 | 0.059055 | 0 | 25 | 0.013 | 0 | 11.6799 | 18 | 89.0001 | UNKN | Conduit | 18 | 1 |  | 0 | 107.6391 | 107.6391 | 0.0010764 | Estuary | 0 | FIXED | 44.77 | PI5800-1805 | 0 | 1.236 | SUBURBS | 0 | 0 | 0 | 1 | Cond | 20 | 32.8084 | 1 | N | 0 |  | CIRC | ROAD | 0.7874 | Full | 0 | Other |  | 0.059055 | 0 | 25 | 0.013 | 0.22 | FIXED | 45.87 | PI5805-89 | 0 | 0 | 0 | 0 | 0 | 0 | 0 | 0 | 0 | 0 | 0 | [11 empty] | 89.0005
0 | PI5805-1164.1 |  |  | 0 | 0.059055 | 0 | 25 | 0.013 | 0 | 5.2625 | 18 | 542.0454 | UNKN | Conduit | 18 | 1 |  | 0 | 107.6391 | 107.6391 | 0.0010764 | Estuary | 0 | FIXED | 46.14 | PI5805-622 | 0 | 0.2509 | SUBURBS | 0 | 0 | 0 | 1 | Cond | 20 | 32.8084 | 1 | N | 0 |  | CIRC | ROAD | 0.7874 | Full | 0 | Other |  | 0.059055 | 0 | 25 | 0.013 | 0.5 | FIXED | 47.5 | PI5805-1164 | 0 | 0 | 0 | 0 | 0 | 0 | 0 | 0 | 0 | 0 | 0 | [11 empty] | 541.9823
0 | PI5812-83.1 |  |  | 0 | 0.059055 | 0 | 25 | 0.013 | 0 | 18.5309 | 18 | 83.25 | UNKN | Conduit | 18 | 1 |  | 0 | 107.6391 | 107.6391 | 0.0010764 | Estuary | 0 | FIXED | 46.17 | PI5800-2991 | 0 | 3.1111 | SUBURBS | 0 | 0 | 0 | 1 | Cond | 20 | 32.8084 | 1 | N | 0 |  | CIRC | ROAD | 0.7874 | Full | 0 | Other |  | 0.059055 | 0 | 25 | 0.013 | 0.5 | FIXED | 48.76 | PI5812-83 | 0 | 0 | 0 | 0 | 0 | 0 | 0 | 0 | 0 | 0 | 0 | [11 empty] | 83.2504
0 | PI1500-6785.1 |  |  | 0 | 0.059055 | 0 | 25 | 0.013 | 0 | 11.2502 | 24 | 230.5401 | UNKN | Conduit | 24 | 1 |  | 0 | 107.6391 | 107.6391 | 0.0010764 | Estuary | 0 | FIXED | 51.04 | PI1500-6555 | 0 | 0.24725 | SUBURBS | 0 | 0 | 0 | 1 | Cond | 20 | 32.8084 | 1 | N | 0 |  | CIRC | ROAD | 0.7874 | Full | 0 | Other |  | 0.059055 | 0 | 25 | 0.013 | 0.29 | FIXED | 51.61 | PI1500-6785 | 0 | 0 | 0 | 0 | 0 | 0 | 0 | 0 | 0 | 0 | 0 | [11 empty] | 230.0011
0 | PI1500-6382.1 |  |  | 0 | 0.059055 | 0 | 25 | 0.013 | 0 | 5.6216 | 18 | 108.2748 | UNKN | Conduit | 18 | 1 |  | 0 | 107.6391 | 107.6391 | 0.0010764 | Estuary | 0 | FIXED | 49.91 | PI1500-6274 | 0 | 0.28631 | SUBURBS | 0 | 0 | 0 | 1 | Cond | 20 | 32.8084 | 1 | N | 0 |  | CIRC | ROAD | 0.7874 | Full | 0 | Other |  | 0.059055 | 0 | 25 | 0.013 | 0.27 | FIXED | 50.22 | PI1500-6382 | 0 | 0 | 0 | 0 | 0 | 0 | 0 | 0 | 0 | 0 | 0 | [11 empty] | 108.2752
0 | PI3804-499.1 |  |  | 0 | 0.059055 | 0 | 25 | 0.013 | 0 | 5.5115 | 18 | 499.1626 | UNKN | Conduit | 18 | 1 |  | 0 | 107.6391 | 107.6391 | 0.0010764 | Estuary | 0 | FIXED | 63.6263 | PI3800-2319 | 0 | 0.27521 | SUBURBS | 0 | 0 | 0 | 1 | Cond | 20 | 32.8084 | 1 | N | 0 |  | CIRC | ROAD | 0.7874 | Full | 0 | Other |  | 0.059055 | 0 | 25 | 0.013 | 0.5 | FIXED | 65 | PI3804-499 | 0 | 0 | 0 | 0 | 0 | 0 | 0 | 0 | 0 | 0 | 0 | [11 empty] | 499.1615
0 | PI1102-138.1 |  |  | 0 | 0.059055 | 0 | 25 | 0.013 | 0 | 5.2891 | 18 | 138.0961 | UNKN | Conduit | 18 | 1 |  | 0 | 107.6391 | 107.6391 | 0.0010764 | Estuary | 0 | FIXED | 17.12 | PI1100-375 | 0 | 0.25345 | SUBURBS | 0 | 0 | 0 | 1 | Cond | 20 | 32.8084 | 1 | N | 0 |  | CIRC | ROAD | 0.7874 | Full | 0 | Other |  | 0.059055 | 0 | 25 | 0.013 | 0.25 | FIXED | 17.47 | PI1102-138 | 0 | 0 | 0 | 0 | 0 | 0 | 0 | 0 | 0 | 0 | 0 | [11 empty] | 138.0955
0 | PI030302-368.1 |  |  | 0 | 0.059055 | 0 | 25 | 0.013 | 0 | 5.2165 | 18 | 77.0687 | UNKN | Conduit | 18 | 1 |  | 0 | 107.6391 | 107.6391 | 0.0010764 | Estuary | 0 | FIXED | 24.97 | PI030302-291 | 0 | 0.24653 | SUBURBS | 0 | 0 | 0 | 1 | Cond | 20 | 32.8084 | 1 | N | 0 |  | CIRC | ROAD | 0.7874 | Full | 0 | Other |  | 0.059055 | 0 | 25 | 0.013 | 0.51 | FIXED | 25.16 | PI030302-368 | 0 | 0 | 0 | 0 | 0 | 0 | 0 | 0 | 0 | 0 | 0 | [11 empty] | 77.069
0 | PI030302-238.1 |  |  | 0 | 0.059055 | 0 | 25 | 0.013 | 0 | 4.41 | 18 | 238.374 | UNKN | Conduit | 18 | 1 |  | 0 | 107.6391 | 107.6391 | 0.0010764 | Estuary | 0 | FIXED | 24.47 | PI0303-539 | 0 | 0.17619 | SUBURBS | 0 | 0 | 0 | 1 | Cond | 20 | 32.8084 | 1 | N | 0 |  | CIRC | ROAD | 0.7874 | Full | 0 | Other |  | 0.059055 | 0 | 25 | 0.013 | 0.5 | FIXED | 24.89 | PI030302-238 | 0 | 0 | 0 | 0 | 0 | 0 | 0 | 0 | 0 | 0 | 0 | [11 empty] | 238.3731
0 | PI0303-539.1 |  |  | 0 | 0.059055 | 0 | 25 | 0.013 | 0 | 8.5298 | 18 | 538.5569 | UNKN | Conduit | 18 | 1 |  | 0 | 107.6391 | 107.6391 | 0.0010764 | Estuary | 0 | FIXED | 20.92 | PI0300-9285 | 0 | 0.65917 | SUBURBS | 0 | 0 | 0 | 1 | Cond | 20 | 32.8084 | 1 | N | 0 |  | CIRC | ROAD | 0.7874 | Full | 0 | Other |  | 0.059055 | 0 | 25 | 0.013 | 0.72 | FIXED | 24.47 | PI0303-539 | 0 | 0 | 0 | 0 | 0 | 0 | 0 | 0 | 0 | 0 | 0 | [11 empty] | 538.5555
0 | PI030302-291.1 |  |  | 0 | 0.059055 | 0 | 25 | 0.013 | 0 | 4.1036 | 18 | 52.4372 | UNKN | Conduit | 18 | 1 |  | 0 | 107.6391 | 107.6391 | 0.0010764 | Estuary | 0 | FIXED | 24.89 | PI030302-238 | 0 | 0.15256 | SUBURBS | 0 | 0 | 0 | 1 | Cond | 20 | 32.8084 | 1 | N | 0 |  | CIRC | ROAD | 0.7874 | Full | 0 | Other |  | 0.059055 | 0 | 25 | 0.013 | 0.17 | FIXED | 24.97 | PI030302-291 | 0 | 0 | 0 | 0 | 0 | 0 | 0 | 0 | 0 | 0 | 0 | [11 empty] | 52.437
0 | PI3700-2510.1 |  |  | 0 | 0.059055 | 0 | 25 | 0.013 | 0 | 5.2532 | 18 | 257.982 | UNKN | Conduit | 18 | 1 |  | 0 | 107.6391 | 107.6391 | 0.0010764 | Estuary | 0 | FIXED | 62.81 | PI3700-2252 | 0 | 0.25002 | SUBURBS | 0 | 0 | 0 | 1 | Cond | 20 | 32.8084 | 1 | N | 0 |  | CIRC | ROAD | 0.7874 | Full | 0 | Other |  | 0.059055 | 0 | 25 | 0.013 | 0.83 | FIXED | 63.455 | PI3700-2510 | 0 | 0 | 0 | 0 | 0 | 0 | 0 | 0 | 0 | 0 | 0 | [11 empty] | 257.982
0 | PI3000-2771.1 |  |  | 0 | 0.059055 | 0 | 25 | 0.013 | 0 | 6.654 | 18 | 381.4052 | UNKN | Conduit | 18 | 1 |  | 0 | 107.6391 | 107.6391 | 0.0010764 | Estuary | 0 | FIXED | 53.1492 | PI3000-2390 | 0 | 0.40113 | SUBURBS | 0 | 0 | 0 | 1 | Cond | 20 | 32.8084 | 1 | N | 0 |  | CIRC | ROAD | 0.7874 | Full | 0 | Other |  | 0.059055 | 0 | 25 | 0.013 | 0.75 | FIXED | 54.6791 | PI3000-2771 | 0 | 0 | 0 | 0 | 0 | 0 | 0 | 0 | 0 | 0 | 0 | [11 empty] | 381.4045
0 | PI3000-2390.1 |  |  | 0 | 0.059055 | 0 | 25 | 0.013 | 0 | 6.654 | 18 | 161.5705 | UNKN | Conduit | 18 | 1 |  | 0 | 107.6391 | 107.6391 | 0.0010764 | Estuary | 0 | FIXED | 52.5011 | PI3000-2228 | 0 | 0.40113 | SUBURBS | 0 | 0 | 0 | 1 | Cond | 20 | 32.8084 | 1 | N | 0 |  | CIRC | ROAD | 0.7874 | Full | 0 | Other |  | 0.059055 | 0 | 25 | 0.013 | 0.76 | FIXED | 53.1492 | PI3000-2390 | 0 | 0 | 0 | 0 | 0 | 0 | 0 | 0 | 0 | 0 | 0 | [11 empty] | 161.5696
0 | PI2700-356.1 |  |  | 0 | 0.059055 | 0 | 25 | 0.013 | 0 | 11.2374 | 18 | 357.5638 | UNKN | Conduit | 18 | 1 |  | 0 | 107.6391 | 107.6391 | 0.0010764 | Estuary | 1 | FIXED | 41.72 | CC0300-2826 | 0 | 1.1441 | SUBURBS | 0 | 0 | 0 | 1 | Cond | 20 | 32.8084 | 1 | N | 0 |  | CIRC | ROAD | 0.7874 | Full | 0 | Other |  | 0.059055 | 0 | 25 | 0.013 | 0.67 | FIXED | 45.8108 | PI2700-356 | 0 | 0 | 0 | 0 | 0 | 0 | 0 | 0 | 0 | 0 | 0 | [11 empty] | 356.4076
0 | PI6600-6507.1 |  |  | 0 | 0.059055 | 0 | 25 | 0.013 | 0 | -5.7766 | 18 | 317.5416 | UNKN | Conduit | 18 | 1 |  | 0 | 107.6391 | 107.6391 | 0.0010764 | Estuary | 0 | FIXED | 16.96 | PI6600-6190 | 0 | -0.30232 | SUBURBS | 0 | 0 | 0 | 1 | Cond | 20 | 32.8084 | 1 | N | 0 |  | CIRC | ROAD | 0.7874 | Full | 0 | Other |  | 0.059055 | 0 | 25 | 0.013 | 0.5 | FIXED | 16 | PI6600-6507 | 0 | 0 | 0 | 0 | 0 | 0 | 0 | 0 | 0 | 0 | 0 | [11 empty] | 317.5416
0 | PI1003-93.1 |  |  | 0 | 0.059055 | 0 | 25 | 0.013 | 0 | 7.2327 | 12 | 97.8289 | UNKN | Conduit | 12 | 1 |  | 0 | 107.6391 | 107.6391 | 0.0010764 | Estuary | 0 | FIXED | 13.97 | PI1000-15 | 0 | 4.1194 | SUBURBS | 0 | 0 | 0 | 1 | Cond | 20 | 32.8084 | 1 | N | 0 |  | CIRC | ROAD | 0.7874 | Full | 0 | Other |  | 0.059055 | 0 | 25 | 0.013 | 0.5 | FIXED | 18 | PI1003-93 | 0 | 0 | 0 | 0 | 0 | 0 | 0 | 0 | 0 | 0 | 0 | [11 empty] | 93.3137
0 | PI1001-23.1 |  |  | 0 | 0.059055 | 0 | 25 | 0.013 | 0 | 15.8972 | 12 | 29.1944 | UNKN | Conduit | 12 | 1 |  | 0 | 107.6391 | 107.6391 | 0.0010764 | Estuary | 1 | FIXED | 13.19 | PI1000-0 | 0 | 19.9011 | SUBURBS | 0 | 0 | 0 | 1 | Cond | 20 | 32.8084 | 1 | N | 0 |  | CIRC | ROAD | 0.7874 | Full | 0 | Other |  | 0.059055 | 0 | 25 | 0.013 | 0.5 | FIXED | 19 | PI1001-23 | 0 | 0 | 0 | 0 | 0 | 0 | 0 | 0 | 0 | 0 | 0 | [11 empty] | 23.4067
0 | PI1004-244.1 |  |  | 0 | 0.059055 | 0 | 25 | 0.013 | 0 | 4.76 | 18 | 243.5758 | UNKN | Conduit | 18 | 1 |  | 0 | 107.6391 | 107.6391 | 0.0010764 | Estuary | 0 | FIXED | 16.5 | PI1000-1300 | 0 | 0.20527 | SUBURBS | 0 | 0 | 0 | 1 | Cond | 20 | 32.8084 | 1 | N | 0 |  | CIRC | ROAD | 0.7874 | Full | 0 | Other |  | 0.059055 | 0 | 25 | 0.013 | 0.5 | FIXED | 17 | PI1004-244 | 0 | 0 | 0 | 0 | 0 | 0 | 0 | 0 | 0 | 0 | 0 | [11 empty] | 243.5758
0 | PI1000-953.1 |  |  | 0 | 0.059055 | 0 | 25 | 0.013 | 0 | 4.6692 | 18 | 234.2469 | UNKN | Conduit | 18 | 1 |  | 0 | 107.6391 | 107.6391 | 0.0010764 | Estuary | 0 | FIXED | 15.3709 | PI1000-719 | 0 | 0.19752 | SUBURBS | 0 | 0 | 0 | 1 | Cond | 20 | 32.8084 | 1 | N | 0 |  | CIRC | ROAD | 0.7874 | Full | 0 | Other |  | 0.059055 | 0 | 25 | 0.013 | 0.17 | FIXED | 15.8336 | PI1000-953 | 0 | 0 | 0 | 0 | 0 | 0 | 0 | 0 | 0 | 0 | 0 | [11 empty] | 234.2063
0 | PI1006-305.1 |  |  | 0 | 0.059055 | 0 | 25 | 0.013 | 0 | 4.6576 | 18 | 305.2789 | UNKN | Conduit | 18 | 1 |  | 0 | 107.6391 | 107.6391 | 0.0010764 | Estuary | 0 | FIXED | 19 | PI1000-1964 | 0 | 0.19654 | SUBURBS | 0 | 0 | 0 | 1 | Cond | 20 | 32.8084 | 1 | N | 0 |  | CIRC | ROAD | 0.7874 | Full | 0 | Other |  | 0.059055 | 0 | 25 | 0.013 | 0.17 | FIXED | 19.6 | PI1006-305 | 0 | 0 | 0 | 0 | 0 | 0 | 0 | 0 | 0 | 0 | 0 | [11 empty] | 305.2658
0 | PI1000-2198.1 |  |  | 0 | 0.059055 | 0 | 25 | 0.013 | 0 | 5.7169 | 18 | 203.5138 | UNKN | Conduit | 18 | 1 |  | 0 | 107.6391 | 107.6391 | 0.0010764 | Estuary | 0 | FIXED | 18.5737 | PI1000-1994 | 0 | 0.29611 | SUBURBS | 0 | 0 | 0 | 1 | Cond | 20 | 32.8084 | 1 | N | 0 |  | CIRC | ROAD | 0.7874 | Full | 0 | Other |  | 0.059055 | 0 | 25 | 0.013 | 0.25 | FIXED | 19.1763 | PI1000-2198 | 0 | 0 | 0 | 0 | 0 | 0 | 0 | 0 | 0 | 0 | 0 | [11 empty] | 203.5132
0 | PI1006-555.1 |  |  | 0 | 0.059055 | 0 | 25 | 0.013 | 0 | 6.3038 | 18 | 249.9859 | UNKN | Conduit | 18 | 1 |  | 0 | 107.6391 | 107.6391 | 0.0010764 | Estuary | 0 | FIXED | 19.6 | PI1006-305 | 0 | 0.36002 | SUBURBS | 0 | 0 | 0 | 1 | Cond | 20 | 32.8084 | 1 | N | 0 |  | CIRC | ROAD | 0.7874 | Full | 0 | Other |  | 0.059055 | 0 | 25 | 0.013 | 0.5 | FIXED | 20.5 | PI1006-555 | 0 | 0 | 0 | 0 | 0 | 0 | 0 | 0 | 0 | 0 | 0 | [11 empty] | 249.9851
0 | PI6600-6190.1 |  |  | 0 | 0.059055 | 0 | 25 | 0.013 | 0 | 5.2652 | 18 | 222.9126 | UNKN | Conduit | 18 | 1 |  | 0 | 107.6391 | 107.6391 | 0.0010764 | Estuary | 0 | FIXED | 16.4 | PI6600-5967 | 0 | 0.25117 | SUBURBS | 0 | 0 | 0 | 1 | Cond | 20 | 32.8084 | 1 | N | 0 |  | CIRC | ROAD | 0.7874 | Full | 0 | Other |  | 0.059055 | 0 | 25 | 0.013 | 0.18 | FIXED | 16.9599 | PI6600-6190 | 0 | 0 | 0 | 0 | 0 | 0 | 0 | 0 | 0 | 0 | 0 | [11 empty] | 222.9117
0 | PI1005-547.1 |  |  | 0 | 0.059055 | 0 | 25 | 0.013 | 0 | 4.8166 | 18 | 288.123 | UNKN | Conduit | 18 | 1 |  | 0 | 107.6391 | 107.6391 | 0.0010764 | Estuary | 0 | FIXED | 17.3944 | PI1005-259 | 0 | 0.21018 | SUBURBS | 0 | 0 | 0 | 1 | Cond | 20 | 32.8084 | 1 | N | 0 |  | CIRC | ROAD | 0.7874 | Full | 0 | Other |  | 0.059055 | 0 | 25 | 0.013 | 0.5 | FIXED | 18 | PI1005-547 | 0 | 0 | 0 | 0 | 0 | 0 | 0 | 0 | 0 | 0 | 0 | [11 empty] | 288.1225
0 | PI1000-1300.1 |  |  | 0 | 0.059055 | 0 | 25 | 0.013 | 0 | 4.6692 | 18 | 346.9244 | UNKN | Conduit | 18 | 1 |  | 0 | 107.6391 | 107.6391 | 0.0010764 | Estuary | 0 | FIXED | 15.8336 | PI1000-953 | 0 | 0.19752 | SUBURBS | 0 | 0 | 0 | 1 | Cond | 20 | 32.8084 | 1 | N | 0 |  | CIRC | ROAD | 0.7874 | Full | 0 | Other |  | 0.059055 | 0 | 25 | 0.013 | 0.26 | FIXED | 16.5189 | PI1000-1300 | 0 | 0 | 0 | 0 | 0 | 0 | 0 | 0 | 0 | 0 | 0 | [11 empty] | 346.8561
0 | PI1000-622.1 |  |  | 0 | 0.059055 | 0 | 25 | 0.013 | 0 | 10.0555 | 24 | 611.9547 | UNKN | Conduit | 24 | 1 |  | 0 | 107.6391 | 107.6391 | 0.0010764 | Estuary | 0 | FIXED | 13.97 | PI1000-15 | 0 | 0.19752 | SUBURBS | 0 | 0 | 0 | 1 | Cond | 20 | 32.8084 | 1 | N | 0 |  | CIRC | ROAD | 0.7874 | Full | 0 | Other |  | 0.059055 | 0 | 25 | 0.013 | 0.25 | FIXED | 15.1787 | PI1000-622 | 0 | 0 | 0 | 0 | 0 | 0 | 0 | 0 | 0 | 0 | 0 | [11 empty] | 607.2786
0 | PI1105-1032.1 |  |  | 0 | 0.059055 | 0 | 25 | 0.013 | 0 | 4.6717 | 18 | 318.6144 | UNKN | Conduit | 18 | 1 |  | 0 | 107.6391 | 107.6391 | 0.0010764 | Estuary | 0 | FIXED | 23.85 | PI1105-714 | 0 | 0.19773 | SUBURBS | 0 | 0 | 0 | 1 | Cond | 20 | 32.8084 | 1 | N | 0 |  | CIRC | ROAD | 0.7874 | Full | 0 | Other |  | 0.059055 | 0 | 25 | 0.013 | 0.5 | FIXED | 24.48 | PI1105-1032 | 0 | 0 | 0 | 0 | 0 | 0 | 0 | 0 | 0 | 0 | 0 | [11 empty] | 318.5938
0 | PI2700-394.1 |  |  | 0 | 0.059055 | 0 | 25 | 0.013 | 0 | 7.4765 | 18 | 37.3549 | UNKN | Conduit | 18 | 1 |  | 0 | 107.6391 | 107.6391 | 0.0010764 | Estuary | 0 | FIXED | 45.8108 | PI2700-356 | 0 | 0.50643 | SUBURBS | 0 | 0 | 0 | 1 | Cond | 20 | 32.8084 | 1 | N | 0 |  | CIRC | ROAD | 0.7874 | Full | 0 | Other |  | 0.059055 | 0 | 25 | 0.013 | 0.5 | FIXED | 46 | PI2700-394 | 0 | 0 | 0 | 0 | 0 | 0 | 0 | 0 | 0 | 0 | 0 | [11 empty] | 37.3541
0 | PI660101-21.1 |  |  | 0 | 0.059055 | 0 | 25 | 0.013 | 0 | 5.1265 | 18 | 20.9995 | UNKN | Conduit | 18 | 1 |  | 0 | 107.6391 | 107.6391 | 0.0010764 | Estuary | 0 | FIXED | 7.16 | PI6601-112 | 0 | 0.2381 | SUBURBS | 0 | 0 | 0 | 1 | Cond | 20 | 32.8084 | 1 | N | 0 |  | CIRC | ROAD | 0.7874 | Full | 0 | Other |  | 0.059055 | 0 | 25 | 0.013 | 0.17 | FIXED | 7.21 | PI660101-21 | 0 | 0 | 0 | 0 | 0 | 0 | 0 | 0 | 0 | 0 | 0 | [11 empty] | 20.9992
0 | PI6601-112.1 |  |  | 0 | 0.059055 | 0 | 25 | 0.013 | 0 | 8.2578 | 18 | 111.6871 | UNKN | Conduit | 18 | 1 |  | 0 | 107.6391 | 107.6391 | 0.0010764 | Estuary | 0 | FIXED | 6.47 | PI6600-462 | 0 | 0.6178 | SUBURBS | 0 | 0 | 0 | 1 | Cond | 20 | 32.8084 | 1 | N | 0 |  | CIRC | ROAD | 0.7874 | Full | 0 | Other |  | 0.059055 | 0 | 25 | 0.013 | 0.18 | FIXED | 7.16 | PI6601-112 | 0 | 0 | 0 | 0 | 0 | 0 | 0 | 0 | 0 | 0 | 0 | [11 empty] | 111.6874
0 | PI6601-414.1 |  |  | 0 | 0.059055 | 0 | 25 | 0.013 | 0 | 4.0081 | 18 | 302.3116 | UNKN | Conduit | 18 | 1 |  | 0 | 107.6391 | 107.6391 | 0.0010764 | Estuary | 0 | FIXED | 7.16 | PI6601-112 | 0 | 0.14555 | SUBURBS | 0 | 0 | 0 | 1 | Cond | 20 | 32.8084 | 1 | N | 0 |  | CIRC | ROAD | 0.7874 | Full | 0 | Other |  | 0.059055 | 0 | 25 | 0.013 | 0.5 | FIXED | 7.6 | PI6601-414 | 0 | 0 | 0 | 0 | 0 | 0 | 0 | 0 | 0 | 0 | 0 | [11 empty] | 302.3101
0 | PI6601-698.1 |  |  | 0 | 0.059055 | 0 | 25 | 0.013 | 0 | 3.8932 | 18 | 284.0124 | UNKN | Conduit | 18 | 1 |  | 0 | 107.6391 | 107.6391 | 0.0010764 | Estuary | 0 | FIXED | 7.6 | PI6601-414 | 0 | 0.13732 | SUBURBS | 0 | 0 | 0 | 1 | Cond | 20 | 32.8084 | 1 | N | 0 |  | CIRC | ROAD | 0.7874 | Full | 0 | Other |  | 0.059055 | 0 | 25 | 0.013 | 0.25 | FIXED | 7.99 | PI6601-698 | 0 | 0 | 0 | 0 | 0 | 0 | 0 | 0 | 0 | 0 | 0 | [11 empty] | 284.0117
0 | PI660102-22.1 |  |  | 0 | 0.059055 | 0 | 25 | 0.013 | 0 | 5.0502 | 18 | 21.6389 | UNKN | Conduit | 18 | 1 |  | 0 | 107.6391 | 107.6391 | 0.0010764 | Estuary | 0 | FIXED | 7.99 | PI6601-698 | 0 | 0.23107 | SUBURBS | 0 | 0 | 0 | 1 | Cond | 20 | 32.8084 | 1 | N | 0 |  | CIRC | ROAD | 0.7874 | Full | 0 | Other |  | 0.059055 | 0 | 25 | 0.013 | 0.59 | FIXED | 8.04 | PI660102-22 | 0 | 0 | 0 | 0 | 0 | 0 | 0 | 0 | 0 | 0 | 0 | [11 empty] | 21.6388
0 | PI1501-1687.1 |  |  | 0 | 0.059055 | 0 | 25 | 0.013 | 0 | 7.4031 | 18 | 269.5338 | UNKN | Conduit | 18 | 1 |  | 0 | 107.6391 | 107.6391 | 0.0010764 | Estuary | 0 | FIXED | 35.5 | PI1501-1417 | 0 | 0.49653 | SUBURBS | 0 | 0 | 0 | 1 | Cond | 20 | 32.8084 | 1 | N | 0 |  | CIRC | ROAD | 0.7874 | Full | 0 | Other |  | 0.059055 | 0 | 25 | 0.013 | 0.5 | FIXED | 36.8383 | PI1501-1687 | 0 | 0 | 0 | 0 | 0 | 0 | 0 | 0 | 0 | 0 | 0 | [11 empty] | 269.5337
0 | PI1501-2803.1 |  |  | 0 | 0.059055 | 0 | 25 | 0.013 | 0 | 5.7266 | 18 | 574.1709 | UNKN | Conduit | 18 | 1 |  | 0 | 107.6391 | 107.6391 | 0.0010764 | Estuary | 0 | FIXED | 38.4483 | PI1501-2229 | 0 | 0.29711 | SUBURBS | 0 | 0 | 0 | 1 | Cond | 20 | 32.8084 | 1 | N | 0 |  | CIRC | ROAD | 0.7874 | Full | 0 | Other |  | 0.059055 | 0 | 25 | 0.013 | 0.5 | FIXED | 40.1542 | PI1501-2803 | 0 | 0 | 0 | 0 | 0 | 0 | 0 | 0 | 0 | 0 | 0 | [11 empty] | 574.1697
0 | PI8000-4377.1 |  |  | 0 | 0.059055 | 0 | 25 | 0.013 | 0 | 5.2537 | 18 | 323.9132 | UNKN | Conduit | 18 | 1 |  | 0 | 107.6391 | 107.6391 | 0.0010764 | Estuary | 0 | FIXED | 51.29 | PI8000-4053 | 0 | 0.25007 | SUBURBS | 0 | 0 | 0 | 1 | Cond | 20 | 32.8084 | 1 | N | 0 |  | CIRC | ROAD | 0.7874 | Full | 0 | Other |  | 0.059055 | 0 | 25 | 0.013 | 0.25 | FIXED | 52.1 | PI8000-4377 | 0 | 0 | 0 | 0 | 0 | 0 | 0 | 0 | 0 | 0 | 0 | [11 empty] | 323.9134
0 | PI8000-8277.1 |  |  | 0 | 0.059055 | 0 | 25 | 0.013 | 0 | 6.6622 | 18 | 1020.0664 | UNKN | Conduit | 18 | 1 |  | 0 | 107.6391 | 107.6391 | 0.0010764 | Estuary | 0 | FIXED | 63.8981 | PI8000-7257 | 0 | 0.40213 | SUBURBS | 0 | 0 | 0 | 1 | Cond | 20 | 32.8084 | 1 | N | 0 |  | CIRC | ROAD | 0.7874 | Full | 0 | Other |  | 0.059055 | 0 | 25 | 0.013 | 0.5 | FIXED | 68 | PI8000-8277 | 0 | 0 | 0 | 0 | 0 | 0 | 0 | 0 | 0 | 0 | 0 | [11 empty] | 1020.0643
0 | PI2000-458.1 |  |  | 0 | 0.059055 | 0 | 25 | 0.013 | 0 | 5.0657 | 18 | 150.9999 | UNKN | Conduit | 18 | 1 |  | 0 | 107.6391 | 107.6391 | 0.0010764 | Estuary | 0 | FIXED | 25.1607 | PI2000-307 | 0 | 0.23248 | SUBURBS | 0 | 0 | 0 | 1 | Cond | 20 | 32.8084 | 1 | N | 0 |  | CIRC | ROAD | 0.7874 | Full | 0 | Other |  | 0.059055 | 0 | 25 | 0.013 | 0.17 | FIXED | 25.5118 | PI2000-458 | 0 | 0 | 0 | 0 | 0 | 0 | 0 | 0 | 0 | 0 | 0 | [11 empty] | 150.9991
0 | PI2000-307.1 |  |  | 0 | 0.059055 | 0 | 25 | 0.013 | 0 | 5.0657 | 18 | 78.2067 | UNKN | Conduit | 18 | 1 |  | 0 | 107.6391 | 107.6391 | 0.0010764 | Estuary | 0 | FIXED | 24.9789 | PI2000-229 | 0 | 0.23248 | SUBURBS | 0 | 0 | 0 | 1 | Cond | 20 | 32.8084 | 1 | N | 0 |  | CIRC | ROAD | 0.7874 | Full | 0 | Other |  | 0.059055 | 0 | 25 | 0.013 | 0.17 | FIXED | 25.1607 | PI2000-307 | 0 | 0 | 0 | 0 | 0 | 0 | 0 | 0 | 0 | 0 | 0 | [11 empty] | 78.1923
0 | PI2000-668.1 |  |  | 0 | 0.059055 | 0 | 25 | 0.013 | 0 | 5.0657 | 18 | 209.9999 | UNKN | Conduit | 18 | 1 |  | 0 | 107.6391 | 107.6391 | 0.0010764 | Estuary | 0 | FIXED | 25.5118 | PI2000-458 | 0 | 0.23248 | SUBURBS | 0 | 0 | 0 | 1 | Cond | 20 | 32.8084 | 1 | N | 0 |  | CIRC | ROAD | 0.7874 | Full | 0 | Other |  | 0.059055 | 0 | 25 | 0.013 | 0.5 | FIXED | 26 | PI2000-668 | 0 | 0 | 0 | 0 | 0 | 0 | 0 | 0 | 0 | 0 | 0 | [11 empty] | 210
0 | PI9400-2557.1 |  |  | 0 | 0.059055 | 0 | 25 | 0.013 | 0 | 4.7217 | 18 | 293.19 | UNKN | Conduit | 18 | 1 |  | 0 | 107.6391 | 107.6391 | 0.0010764 | Estuary | 0 | FIXED | 81.2617 | PI9400-2264 | 0 | 0.20199 | SUBURBS | 0 | 0 | 0 | 1 | Cond | 20 | 32.8084 | 1 | N | 0 |  | CIRC | ROAD | 0.7874 | Full | 0 | Other |  | 0.059055 | 0 | 25 | 0.013 | 0.7 | FIXED | 81.8539 | PI9400-2557 | 0 | 0 | 0 | 0 | 0 | 0 | 0 | 0 | 0 | 0 | 0 | [11 empty] | 293.1901
0 | PI9401-43.1 |  |  | 0 | 0.059055 | 0 | 25 | 0.013 | 0 | 5.4459 | 18 | 42.5602 | UNKN | Conduit | 18 | 1 |  | 0 | 107.6391 | 107.6391 | 0.0010764 | Estuary | 0 | FIXED | 81.2617 | PI9400-2264 | 0 | 0.2687 | SUBURBS | 0 | 0 | 0 | 1 | Cond | 20 | 32.8084 | 1 | N | 0 |  | CIRC | ROAD | 0.7874 | Full | 0 | Other |  | 0.059055 | 0 | 25 | 0.013 | 0.4 | FIXED | 81.376 | PI9401-43 | 0 | 0 | 0 | 0 | 0 | 0 | 0 | 0 | 0 | 0 | 0 | [11 empty] | 42.5598
0 | PI8400-391.1 |  |  | 0 | 0.059055 | 0 | 25 | 0.013 | 0 | 26.9585 | 36 | 300 | UNKN | Conduit | 36 | 1 |  | 0 | 107.6391 | 107.6391 | 0.0010764 | Estuary | 0 | FIXED | 19.55 | PI8400-90 | 0 | 0.16333 | SUBURBS | 0 | 0 | 0 | 1 | Cond | 20 | 32.8084 | 1 | N | 0 |  | CIRC | ROAD | 0.7874 | Full | 0 | Other |  | 0.059055 | 0 | 25 | 0.013 | 0.17 | FIXED | 20.04 | PI8400-391 | 0 | 0 | 0 | 0 | 0 | 0 | 0 | 0 | 0 | 0 | 0 | [11 empty] | 301.0301
0 | PI2300-1380.1 |  |  | 0 | 0.059055 | 0 | 25 | 0.013 | 0 | 6.7399 | 21 | 359.3525 | UNKN | Conduit | 21 | 1 |  | 0 | 107.6391 | 107.6391 | 0.0010764 | Estuary | 0 | FIXED | 28.12 | PI2300-1021 | 0 | 0.18088 | SUBURBS | 0 | 0 | 0 | 1 | Cond | 20 | 32.8084 | 1 | N | 0 |  | CIRC | ROAD | 0.7874 | Full | 0 | Other |  | 0.059055 | 0 | 25 | 0.013 | 0.25 | FIXED | 28.77 | PI2300-1380 | 0 | 0 | 0 | 0 | 0 | 0 | 0 | 0 | 0 | 0 | 0 | [11 empty] | 359.3522
0 | PI1500-4902.1 |  |  | 0 | 0.059055 | 0 | 25 | 0.013 | 0 | 7.8811 | 21 | 81.9321 | UNKN | Conduit | 21 | 1 |  | 0 | 107.6391 | 107.6391 | 0.0010764 | Estuary | 0 | FIXED | 49.6574 | PI1500-4820 | 0 | 0.24732 | SUBURBS | 0 | 0 | 0 | 1 | Cond | 20 | 32.8084 | 1 | N | 0 |  | CIRC | ROAD | 0.7874 | Full | 0 | Other |  | 0.059055 | 0 | 25 | 0.013 | 0.55 | FIXED | 49.86 | PI1500-4902 | 0 | 0 | 0 | 0 | 0 | 0 | 0 | 0 | 0 | 0 | 0 | [11 empty] | 81.9327
0 | PI1500-4820.1 |  |  | 0 | 0.059055 | 0 | 25 | 0.013 | 0 | 18.3583 | 21 | 319.9889 | UNKN | Conduit | 21 | 1 |  | 0 | 107.6391 | 107.6391 | 0.0010764 | Estuary | 0 | FIXED | 45.3631 | PI1500-4500 | 0 | 1.342 | SUBURBS | 0 | 0 | 0 | 1 | Cond | 20 | 32.8084 | 1 | N | 0 |  | CIRC | ROAD | 0.7874 | Full | 0 | Other |  | 0.059055 | 0 | 25 | 0.013 | 0.17 | FIXED | 49.6574 | PI1500-4820 | 0 | 0 | 0 | 0 | 0 | 0 | 0 | 0 | 0 | 0 | 0 | [11 empty] | 319.9876
0 | PI7800-8622.1 |  |  | 0 | 0.059055 | 0 | 25 | 0.013 | 0 | 7.9328 | 21 | 586.649 | UNKN | Conduit | 21 | 1 |  | 0 | 107.6391 | 107.6391 | 0.0010764 | Estuary | 0 | FIXED | 41.79 | PI7800-8035 | 0 | 0.25058 | SUBURBS | 0 | 0 | 0 | 1 | Cond | 20 | 32.8084 | 1 | N | 0 |  | CIRC | ROAD | 0.7874 | Full | 0 | Other |  | 0.059055 | 0 | 25 | 0.013 | 0.17 | FIXED | 43.26 | PI7800-8622 | 0 | 0 | 0 | 0 | 0 | 0 | 0 | 0 | 0 | 0 | 0 | [11 empty] | 586.6478
0 | PI7800-9364.1 |  |  | 0 | 0.059055 | 0 | 25 | 0.013 | 0 | 8.4464 | 21 | 371.9764 | UNKN | Conduit | 21 | 1 |  | 0 | 107.6391 | 107.6391 | 0.0010764 | Estuary | 0 | FIXED | 44.311 | PI7800-8992 | 0 | 0.28408 | SUBURBS | 0 | 0 | 0 | 1 | Cond | 20 | 32.8084 | 1 | N | 0 |  | CIRC | ROAD | 0.7874 | Full | 0 | Other |  | 0.059055 | 0 | 25 | 0.013 | 0.83 | FIXED | 45.3677 | PI7800-9364 | 0 | 0 | 0 | 0 | 0 | 0 | 0 | 0 | 0 | 0 | 0 | [11 empty] | 371.9754
0 | PI7800-8992.1 |  |  | 0 | 0.059055 | 0 | 25 | 0.013 | 0 | 8.4464 | 21 | 369.9795 | UNKN | Conduit | 21 | 1 |  | 0 | 107.6391 | 107.6391 | 0.0010764 | Estuary | 0 | FIXED | 43.26 | PI7800-8622 | 0 | 0.28408 | SUBURBS | 0 | 0 | 0 | 1 | Cond | 20 | 32.8084 | 1 | N | 0 |  | CIRC | ROAD | 0.7874 | Full | 0 | Other |  | 0.059055 | 0 | 25 | 0.013 | 0.17 | FIXED | 44.311 | PI7800-8992 | 0 | 0 | 0 | 0 | 0 | 0 | 0 | 0 | 0 | 0 | 0 | [11 empty] | 369.9785
0 | PI3800-7675.1 |  |  | 0 | 0.059055 | 0 | 25 | 0.013 | 0 | 5.6453 | 21 | 236.4097 | UNKN | Conduit | 21 | 1 |  | 0 | 107.6391 | 107.6391 | 0.0010764 | Estuary | 0 | FIXED | 77.49 | PI3800-7439 | 0 | 0.1269 | SUBURBS | 0 | 0 | 0 | 1 | Cond | 20 | 32.8084 | 1 | N | 0 |  | CIRC | ROAD | 0.7874 | Full | 0 | Other |  | 0.059055 | 0 | 25 | 0.013 | 0.17 | FIXED | 77.79 | PI3800-7675 | 0 | 0 | 0 | 0 | 0 | 0 | 0 | 0 | 0 | 0 | 0 | [11 empty] | 236.3942
0 | PI3800-7932.1 |  |  | 0 | 0.059055 | 0 | 25 | 0.013 | 0 | 7.9187 | 21 | 256.3229 | UNKN | Conduit | 21 | 1 |  | 0 | 107.6391 | 107.6391 | 0.0010764 | Estuary | 0 | FIXED | 77.79 | PI3800-7675 | 0 | 0.24969 | SUBURBS | 0 | 0 | 0 | 1 | Cond | 20 | 32.8084 | 1 | N | 0 |  | CIRC | ROAD | 0.7874 | Full | 0 | Other |  | 0.059055 | 0 | 25 | 0.013 | 0.83 | FIXED | 78.43 | PI3800-7932 | 0 | 0 | 0 | 0 | 0 | 0 | 0 | 0 | 0 | 0 | 0 | [11 empty] | 256.3218
0 | PI3800-7154.1 |  |  | 0 | 0.059055 | 0 | 25 | 0.013 | 0 | 10.2297 | 21 | 227.9885 | UNKN | Conduit | 21 | 1 |  | 0 | 107.6391 | 107.6391 | 0.0010764 | Estuary | 0 | FIXED | 76.24 | PI3800-6926 | 0 | 0.41669 | SUBURBS | 0 | 0 | 0 | 1 | Cond | 20 | 32.8084 | 1 | N | 0 |  | CIRC | ROAD | 0.7874 | Full | 0 | Other |  | 0.059055 | 0 | 25 | 0.013 | 0.17 | FIXED | 77.19 | PI3800-7154 | 0 | 0 | 0 | 0 | 0 | 0 | 0 | 0 | 0 | 0 | 0 | [11 empty] | 227.9877
0 | PI3800-7439.1 |  |  | 0 | 0.059055 | 0 | 25 | 0.013 | 0 | 5.1391 | 21 | 285.2785 | UNKN | Conduit | 21 | 1 |  | 0 | 107.6391 | 107.6391 | 0.0010764 | Estuary | 0 | FIXED | 77.19 | PI3800-7154 | 0 | 0.10516 | SUBURBS | 0 | 0 | 0 | 1 | Cond | 20 | 32.8084 | 1 | N | 0 |  | CIRC | ROAD | 0.7874 | Full | 0 | Other |  | 0.059055 | 0 | 25 | 0.013 | 0.17 | FIXED | 77.49 | PI3800-7439 | 0 | 0 | 0 | 0 | 0 | 0 | 0 | 0 | 0 | 0 | 0 | [11 empty] | 285.2618
0 | PI3800-6926.1 |  |  | 0 | 0.059055 | 0 | 25 | 0.013 | 0 | 9.9219 | 21 | 216.8432 | UNKN | Conduit | 21 | 1 |  | 0 | 107.6391 | 107.6391 | 0.0010764 | Estuary | 0 | FIXED | 75.39 | PI3800-6709 | 0 | 0.39199 | SUBURBS | 0 | 0 | 0 | 1 | Cond | 20 | 32.8084 | 1 | N | 0 |  | CIRC | ROAD | 0.7874 | Full | 0 | Other |  | 0.059055 | 0 | 25 | 0.013 | 0.17 | FIXED | 76.24 | PI3800-6926 | 0 | 0 | 0 | 0 | 0 | 0 | 0 | 0 | 0 | 0 | 0 | [11 empty] | 216.8312
0 | PI3800-6709.1 |  |  | 0 | 0.059055 | 0 | 25 | 0.013 | 0 | 12.0107 | 21 | 362.1073 | UNKN | Conduit | 21 | 1 |  | 0 | 107.6391 | 107.6391 | 0.0010764 | Estuary | 0 | FIXED | 73.31 | PI3800-6347 | 0 | 0.57442 | SUBURBS | 0 | 0 | 0 | 1 | Cond | 20 | 32.8084 | 1 | N | 0 |  | CIRC | ROAD | 0.7874 | Full | 0 | Other |  | 0.059055 | 0 | 25 | 0.013 | 0.17 | FIXED | 75.39 | PI3800-6709 | 0 | 0 | 0 | 0 | 0 | 0 | 0 | 0 | 0 | 0 | 0 | [11 empty] | 362.0748
0 | PI4300-4410.1 |  |  | 0 | 0.059055 | 0 | 25 | 0.013 | 0 | 7.9244 | 21 | 519.9044 | UNKN | Conduit | 21 | 1 |  | 0 | 107.6391 | 107.6391 | 0.0010764 | Estuary | 0 | FIXED | 83.95 | PI4300-3890 | 0 | 0.25005 | SUBURBS | 0 | 0 | 0 | 1 | Cond | 20 | 32.8084 | 1 | N | 0 |  | CIRC | ROAD | 0.7874 | Full | 0 | Other |  | 0.059055 | 0 | 25 | 0.013 | 0.25 | FIXED | 85.25 | PI4300-4410 | 0 | 0 | 0 | 0 | 0 | 0 | 0 | 0 | 0 | 0 | 0 | [11 empty] | 519.9031
0 | PI4300-3890.1 |  |  | 0 | 0.059055 | 0 | 25 | 0.013 | 0 | 7.904 | 21 | 225.119 | UNKN | Conduit | 21 | 1 |  | 0 | 107.6391 | 107.6391 | 0.0010764 | Estuary | 0 | FIXED | 83.39 | PI4300-3665 | 0 | 0.24876 | SUBURBS | 0 | 0 | 0 | 1 | Cond | 20 | 32.8084 | 1 | N | 0 |  | CIRC | ROAD | 0.7874 | Full | 0 | Other |  | 0.059055 | 0 | 25 | 0.013 | 0.17 | FIXED | 83.95 | PI4300-3890 | 0 | 0 | 0 | 0 | 0 | 0 | 0 | 0 | 0 | 0 | 0 | [11 empty] | 225.119
0 | PI3810-420.1 |  |  | 0 | 0.059055 | 0 | 25 | 0.013 | 0 | 21.4693 | 21 | 117.6874 | UNKN | Conduit | 21 | 1 |  | 0 | 107.6391 | 107.6391 | 0.0010764 | Estuary | 0 | FIXED | 69.53 | PI3810-302 | 0 | 1.8354 | SUBURBS | 0 | 0 | 0 | 1 | Cond | 20 | 32.8084 | 1 | N | 0 |  | CIRC | ROAD | 0.7874 | Full | 0 | Other |  | 0.059055 | 0 | 25 | 0.013 | 0.5 | FIXED | 71.69 | PI3810-420 | 0 | 0 | 0 | 0 | 0 | 0 | 0 | 0 | 0 | 0 | 0 | [11 empty] | 117.6874
0 | PI3809-282.1 |  |  | 0 | 0.059055 | 0 | 25 | 0.013 | 0 | 19.9341 | 21 | 281.8749 | UNKN | Conduit | 21 | 1 |  | 0 | 107.6391 | 107.6391 | 0.0010764 | Estuary | 0 | FIXED | 66.41 | PI3800-4410 | 0 | 1.5823 | SUBURBS | 0 | 0 | 0 | 1 | Cond | 20 | 32.8084 | 1 | N | 0 |  | CIRC | ROAD | 0.7874 | Full | 0 | Other |  | 0.059055 | 0 | 25 | 0.013 | 0.83 | FIXED | 70.87 | PI3809-282 | 0 | 0 | 0 | 0 | 0 | 0 | 0 | 0 | 0 | 0 | 0 | [11 empty] | 281.8744
0 | PI3810-302.1 |  |  | 0 | 0.059055 | 0 | 25 | 0.013 | 0 | 21.2661 | 21 | 302.0898 | UNKN | Conduit | 21 | 1 |  | 0 | 107.6391 | 107.6391 | 0.0010764 | Estuary | 0 | FIXED | 64.09 | PI3800-4607 | 0 | 1.8008 | SUBURBS | 0 | 0 | 0 | 1 | Cond | 20 | 32.8084 | 1 | N | 0 |  | CIRC | ROAD | 0.7874 | Full | 0 | Other |  | 0.059055 | 0 | 25 | 0.013 | 0.29 | FIXED | 69.53 | PI3810-302 | 0 | 0 | 0 | 0 | 0 | 0 | 0 | 0 | 0 | 0 | 0 | [11 empty] | 302.09
0 | PI3300-2191.1 |  |  | 0 | 0.059055 | 0 | 25 | 0.013 | 0 | 7.9268 | 21 | 343.7265 | UNKN | Conduit | 21 | 1 |  | 0 | 107.6391 | 107.6391 | 0.0010764 | Estuary | 0 | FIXED | 54.57 | PI3300-1847 | 0 | 0.2502 | SUBURBS | 0 | 0 | 0 | 1 | Cond | 20 | 32.8084 | 1 | N | 0 |  | CIRC | ROAD | 0.7874 | Full | 0 | Other |  | 0.059055 | 0 | 25 | 0.013 | 0.17 | FIXED | 55.43 | PI3300-2191 | 0 | 0 | 0 | 0 | 0 | 0 | 0 | 0 | 0 | 0 | 0 | [11 empty] | 343.6831
0 | PI1500-4500.1 |  |  | 0 | 0.059055 | 0 | 25 | 0.013 | 0 | 18.3583 | 21 | 119.4596 | UNKN | Conduit | 21 | 1 |  | 0 | 107.6391 | 107.6391 | 0.0010764 | Estuary | 0 | FIXED | 43.76 | PI1500-4381 | 0 | 1.342 | SUBURBS | 0 | 0 | 0 | 1 | Cond | 20 | 32.8084 | 1 | N | 0 |  | CIRC | ROAD | 0.7874 | Full | 0 | Other |  | 0.059055 | 0 | 25 | 0.013 | 0.17 | FIXED | 45.3631 | PI1500-4500 | 0 | 0 | 0 | 0 | 0 | 0 | 0 | 0 | 0 | 0 | 0 | [11 empty] | 119.4599
0 | PI3300-2541.1 |  |  | 0 | 0.059055 | 0 | 25 | 0.013 | 0 | 7.9268 | 21 | 349.8059 | UNKN | Conduit | 21 | 1 |  | 0 | 107.6391 | 107.6391 | 0.0010764 | Estuary | 0 | FIXED | 55.43 | PI3300-2191 | 0 | 0.2502 | SUBURBS | 0 | 0 | 0 | 1 | Cond | 20 | 32.8084 | 1 | N | 0 |  | CIRC | ROAD | 0.7874 | Full | 0 | Other |  | 0.059055 | 0 | 25 | 0.013 | 0.25 | FIXED | 56.3052 | PI3300-2541 | 0 | 0 | 0 | 0 | 0 | 0 | 0 | 0 | 0 | 0 | 0 | [11 empty] | 349.8056
0 | PI6801-1062.1 |  |  | 0 | 0.059055 | 0 | 25 | 0.013 | 0 | 5.3881 | 21 | 25.9516 | UNKN | Conduit | 21 | 1 |  | 0 | 107.6391 | 107.6391 | 0.0010764 | Estuary | 0 | FIXED | 14.12 | PI6801-1036 | 0 | 0.1156 | SUBURBS | 0 | 0 | 0 | 1 | Cond | 20 | 32.8084 | 1 | N | 0 |  | CIRC | ROAD | 0.7874 | Full | 0 | Other |  | 0.059055 | 0 | 25 | 0.013 | 0.5 | FIXED | 14.15 | PI6801-1062 | 0 | 0 | 0 | 0 | 0 | 0 | 0 | 0 | 0 | 0 | 0 | [11 empty] | 25.9519
0 | PI6904-896.1 |  |  | 0 | 0.059055 | 0 | 25 | 0.013 | 0 | 6.2993 | 21 | 126.578 | UNKN | Conduit | 21 | 1 |  | 0 | 107.6391 | 107.6391 | 0.0010764 | Estuary | 0 | FIXED | 16.85 | PI6904-769 | 0 | 0.15801 | SUBURBS | 0 | 0 | 0 | 1 | Cond | 20 | 32.8084 | 1 | N | 0 |  | CIRC | ROAD | 0.7874 | Full | 0 | Other |  | 0.059055 | 0 | 25 | 0.013 | 0.75 | FIXED | 17.05 | PI6904-896 | 0 | 0 | 0 | 0 | 0 | 0 | 0 | 0 | 0 | 0 | 0 | [11 empty] | 126.5731
0 | PI6904-769.1 |  |  | 0 | 0.059055 | 0 | 25 | 0.013 | 0 | 7.9 | 21 | 20.1202 | UNKN | Conduit | 21 | 1 |  | 0 | 107.6391 | 107.6391 | 0.0010764 | Estuary | 0 | FIXED | 16.8 | PI6904-749 | 0 | 0.24851 | SUBURBS | 0 | 0 | 0 | 1 | Cond | 20 | 32.8084 | 1 | N | 0 |  | CIRC | ROAD | 0.7874 | Full | 0 | Other |  | 0.059055 | 0 | 25 | 0.013 | 0.5 | FIXED | 16.85 | PI6904-769 | 0 | 0 | 0 | 0 | 0 | 0 | 0 | 0 | 0 | 0 | 0 | [11 empty] | 20.1203
0 | PI650301-271.1 |  |  | 0 | 0.059055 | 0 | 25 | 0.013 | 0 | 14.3778 | 21 | 270.9137 | UNKN | Conduit | 21 | 1 |  | 0 | 107.6391 | 107.6391 | 0.0010764 | Estuary | 0 | FIXED | 6.9 | PI6503-902 | 0 | 0.82314 | SUBURBS | 0 | 0 | 0 | 1 | Cond | 20 | 32.8084 | 1 | N | 0 |  | CIRC | ROAD | 0.7874 | Full | 0 | Other |  | 0.059055 | 0 | 25 | 0.013 | 0.75 | FIXED | 9.13 | PI650301-271 | 0 | 0 | 0 | 0 | 0 | 0 | 0 | 0 | 0 | 0 | 0 | [11 empty] | 270.9131
0 | PI8000-2131.1 |  |  | 0 | 0.059055 | 0 | 25 | 0.013 | 0 | 23.729 | 27 | 234.9667 | UNKN | Conduit | 27 | 1 |  | 0 | 107.6391 | 107.6391 | 0.0010764 | Estuary | 0 | FIXED | 42.6403 | PI8000-1896 | 0 | 0.58689 | SUBURBS | 0 | 0 | 0 | 1 | Cond | 20 | 32.8084 | 1 | N | 0 |  | CIRC | ROAD | 0.7874 | Full | 0 | Other |  | 0.059055 | 0 | 25 | 0.013 | 0.25 | FIXED | 44.0193 | PI8000-2131 | 0 | 0 | 0 | 0 | 0 | 0 | 0 | 0 | 0 | 0 | 0 | [11 empty] | 234.9662
0 | PI8100-165.1 |  |  | 0 | 0.059055 | 0 | 25 | 0.013 | 0 | 11.4571 | 21 | 164.7327 | UNKN | Conduit | 21 | 1 |  | 0 | 107.6391 | 107.6391 | 0.0010764 | Estuary | 0 | FIXED | 42.6403 | PI8000-1896 | 0 | 0.52268 | SUBURBS | 0 | 0 | 0 | 1 | Cond | 20 | 32.8084 | 1 | N | 0 |  | CIRC | ROAD | 0.7874 | Full | 0 | Other |  | 0.059055 | 0 | 25 | 0.013 | 0.17 | FIXED | 43.5013 | PI8100-165 | 0 | 0 | 0 | 0 | 0 | 0 | 0 | 0 | 0 | 0 | 0 | [11 empty] | 164.7327
0 | PI8100-685.1 |  |  | 0 | 0.059055 | 0 | 25 | 0.013 | 0 | 11.4571 | 21 | 71.4548 | UNKN | Conduit | 21 | 1 |  | 0 | 107.6391 | 107.6391 | 0.0010764 | Estuary | 0 | FIXED | 45.3894 | PI8100-526 | 0 | 0.52268 | SUBURBS | 0 | 0 | 0 | 1 | Cond | 20 | 32.8084 | 1 | N | 0 |  | CIRC | ROAD | 0.7874 | Full | 0 | Other |  | 0.059055 | 0 | 25 | 0.013 | 0.17 | FIXED | 45.7629 | PI8100-685 | 0 | 0 | 0 | 0 | 0 | 0 | 0 | 0 | 0 | 0 | 0 | [11 empty] | 71.4542
0 | PI8100-526.1 |  |  | 0 | 0.059055 | 0 | 25 | 0.013 | 0 | 11.4571 | 21 | 361.2424 | UNKN | Conduit | 21 | 1 |  | 0 | 107.6391 | 107.6391 | 0.0010764 | Estuary | 0 | FIXED | 43.5013 | PI8100-165 | 0 | 0.52268 | SUBURBS | 0 | 0 | 0 | 1 | Cond | 20 | 32.8084 | 1 | N | 0 |  | CIRC | ROAD | 0.7874 | Full | 0 | Other |  | 0.059055 | 0 | 25 | 0.013 | 0.39 | FIXED | 45.3894 | PI8100-526 | 0 | 0 | 0 | 0 | 0 | 0 | 0 | 0 | 0 | 0 | 0 | [11 empty] | 361.2412
0 | PI6904-749.1 |  |  | 0 | 0.059055 | 0 | 25 | 0.013 | 0 | 6.4501 | 21 | 464.8029 | UNKN | Conduit | 21 | 1 |  | 0 | 107.6391 | 107.6391 | 0.0010764 | Estuary | 0 | FIXED | 16.03 | PI6904-284 | 0 | 0.16566 | SUBURBS | 0 | 0 | 0 | 1 | Cond | 20 | 32.8084 | 1 | N | 0 |  | CIRC | ROAD | 0.7874 | Full | 0 | Other |  | 0.059055 | 0 | 25 | 0.013 | 0.17 | FIXED | 16.8 | PI6904-749 | 0 | 0 | 0 | 0 | 0 | 0 | 0 | 0 | 0 | 0 | 0 | [11 empty] | 464.781
0 | PI1503-2038.1 |  |  | 0 | 0.059055 | 0 | 25 | 0.013 | 0 | 7.9107 | 21 | 429.4036 | UNKN | Conduit | 21 | 1 |  | 0 | 107.6391 | 107.6391 | 0.0010764 | Estuary | 0 | FIXED | 49.45 | PI1503-1609 | 0 | 0.24918 | SUBURBS | 0 | 0 | 0 | 1 | Cond | 20 | 32.8084 | 1 | N | 0 |  | CIRC | ROAD | 0.7874 | Full | 0 | Other |  | 0.059055 | 0 | 25 | 0.013 | 0.84 | FIXED | 50.52 | PI1503-2038 | 0 | 0 | 0 | 0 | 0 | 0 | 0 | 0 | 0 | 0 | 0 | [11 empty] | 429.3887
0 | CC0300-6198.2 |  |  | 0 | 0.059055 | 0 | 25 | 0.013 | 0 | 0 | 36 | 25 | UNKN | Conduit | 60 | 1 |  | 0 | 107.6391 | 107.6391 | 0.0010764 | Estuary | 1 | FIXED | 50.94 | PI3200-88 | 0 | 0 | SUBURBS | 0 | 0 | 0 | 2 | Cond | 20 | 32.8084 | 1 | N | 0 |  | RECT | ROAD | 0.7874 | Full | 0 | Other |  | 0.059055 | 0 | 25 | 0.013 | 0.26 | FIXED | 50.94 | CC0300-6198 | 0 | 0 | 0 | 0 | 0 | 0 | 0 | 0 | 0 | 0 | 0 | [11 empty] | 31.9693
0 | PI1503-1609.1 |  |  | 0 | 0.059055 | 0 | 25 | 0.013 | 0 | 7.9107 | 21 | 132.9572 | UNKN | Conduit | 21 | 1 |  | 0 | 107.6391 | 107.6391 | 0.0010764 | Estuary | 0 | FIXED | 49.1187 | PI1503-1476 | 0 | 0.24918 | SUBURBS | 0 | 0 | 0 | 1 | Cond | 20 | 32.8084 | 1 | N | 0 |  | CIRC | ROAD | 0.7874 | Full | 0 | Other |  | 0.059055 | 0 | 25 | 0.013 | 0.73 | FIXED | 49.45 | PI1503-1609 | 0 | 0 | 0 | 0 | 0 | 0 | 0 | 0 | 0 | 0 | 0 | [11 empty] | 132.9541
0 | PI1400-1114.1 |  |  | 0 | 0.059055 | 0 | 25 | 0.013 | 0 | 7.9268 | 21 | 230.6317 | UNKN | Conduit | 21 | 1 |  | 0 | 107.6391 | 107.6391 | 0.0010764 | Estuary | 0 | FIXED | 29.213 | PI1400-883 | 0 | 0.2502 | SUBURBS | 0 | 0 | 0 | 1 | Cond | 20 | 32.8084 | 1 | N | 0 |  | CIRC | ROAD | 0.7874 | Full | 0 | Other |  | 0.059055 | 0 | 25 | 0.013 | 0.75 | FIXED | 29.79 | PI1400-1114 | 0 | 0 | 0 | 0 | 0 | 0 | 0 | 0 | 0 | 0 | 0 | [11 empty] | 230.6312
0 | PI1503-1476.1 |  |  | 0 | 0.059055 | 0 | 25 | 0.013 | 0 | 17.5751 | 21 | 379.2491 | UNKN | Conduit | 21 | 1 |  | 0 | 107.6391 | 107.6391 | 0.0010764 | Estuary | 0 | FIXED | 44.4542 | PI1503-1097 | 0 | 1.2299 | SUBURBS | 0 | 0 | 0 | 1 | Cond | 20 | 32.8084 | 1 | N | 0 |  | CIRC | ROAD | 0.7874 | Full | 0 | Other |  | 0.059055 | 0 | 25 | 0.013 | 0.17 | FIXED | 49.1187 | PI1503-1476 | 0 | 0 | 0 | 0 | 0 | 0 | 0 | 0 | 0 | 0 | 0 | [11 empty] | 379.2485
0 | PI1400-1418.1 |  |  | 0 | 0.059055 | 0 | 25 | 0.013 | 0 | 7.8584 | 21 | 28.4672 | UNKN | Conduit | 21 | 1 |  | 0 | 107.6391 | 107.6391 | 0.0010764 | Estuary | 0 | FIXED | 30.48 | PI1400-1390 | 0 | 0.2459 | SUBURBS | 0 | 0 | 0 | 1 | Cond | 20 | 32.8084 | 1 | N | 0 |  | CIRC | ROAD | 0.7874 | Full | 0 | Other |  | 0.059055 | 0 | 25 | 0.013 | 0.83 | FIXED | 30.55 | PI1400-1418 | 0 | 0 | 0 | 0 | 0 | 0 | 0 | 0 | 0 | 0 | 0 | [11 empty] | 28.4671
0 | PI1400-1390.1 |  |  | 0 | 0.059055 | 0 | 25 | 0.013 | 0 | 7.9268 | 21 | 275.7798 | UNKN | Conduit | 21 | 1 |  | 0 | 107.6391 | 107.6391 | 0.0010764 | Estuary | 0 | FIXED | 29.79 | PI1400-1114 | 0 | 0.2502 | SUBURBS | 0 | 0 | 0 | 1 | Cond | 20 | 32.8084 | 1 | N | 0 |  | CIRC | ROAD | 0.7874 | Full | 0 | Other |  | 0.059055 | 0 | 25 | 0.013 | 0.17 | FIXED | 30.48 | PI1400-1390 | 0 | 0 | 0 | 0 | 0 | 0 | 0 | 0 | 0 | 0 | 0 | [11 empty] | 275.7793
0 | PI1501-1304.1 |  |  | 0 | 0.059055 | 0 | 25 | 0.013 | 0 | 9.574 | 21 | 273.9874 | UNKN | Conduit | 21 | 1 |  | 0 | 107.6391 | 107.6391 | 0.0010764 | Estuary | 0 | FIXED | 34 | PI1501-1030 | 0 | 0.36498 | SUBURBS | 0 | 0 | 0 | 1 | Cond | 20 | 32.8084 | 1 | N | 0 |  | CIRC | ROAD | 0.7874 | Full | 0 | Other |  | 0.059055 | 0 | 25 | 0.013 | 0.25 | FIXED | 35 | PI1501-1304 | 0 | 0 | 0 | 0 | 0 | 0 | 0 | 0 | 0 | 0 | 0 | [11 empty] | 273.9869
0 | PI7300-249.1 |  |  | 0 | 0.059055 | 0 | 25 | 0.013 | 0 | 7.8907 | 21 | 193.6086 | UNKN | Conduit | 21 | 1 |  | 0 | 107.6391 | 107.6391 | 0.0010764 | Estuary | 1 | FIXED | 15.82 | PI7300-0 | 0 | 0.24792 | SUBURBS | 0 | 0 | 0 | 1 | Cond | 20 | 32.8084 | 1 | N | 0 |  | CIRC | ROAD | 0.7874 | Full | 0 | Other |  | 0.059055 | 0 | 25 | 0.013 | 0.5 | FIXED | 16.3 | PI7300-249 | 0 | 0 | 0 | 0 | 0 | 0 | 0 | 0 | 0 | 0 | 0 | [11 empty] | 249.0884
0 | PI7600-428.1 |  |  | 0 | 0.059055 | 0 | 25 | 0.013 | 0 | 15.697 | 21 | 391.3898 | UNKN | Conduit | 21 | 1 |  | 0 | 107.6391 | 107.6391 | 0.0010764 | Estuary | 0 | FIXED | 17.67 | PI7600-36 | 0 | 0.98112 | SUBURBS | 0 | 0 | 0 | 1 | Cond | 20 | 32.8084 | 1 | N | 0 |  | CIRC | ROAD | 0.7874 | Full | 0 | Other |  | 0.059055 | 0 | 25 | 0.013 | 0.5 | FIXED | 21.51 | PI7600-428 | 0 | 0 | 0 | 0 | 0 | 0 | 0 | 0 | 0 | 0 | 0 | [11 empty] | 391.3889
0 | PI8400-4081.1 |  |  | 0 | 0.059055 | 0 | 25 | 0.013 | 0 | 9.408 | 21 | 541.943 | UNKN | Conduit | 21 | 1 |  | 0 | 107.6391 | 107.6391 | 0.0010764 | Estuary | 0 | FIXED | 32.48 | PI8400-3539 | 0 | 0.35244 | SUBURBS | 0 | 0 | 0 | 1 | Cond | 20 | 32.8084 | 1 | N | 0 |  | CIRC | ROAD | 0.7874 | Full | 0 | Other |  | 0.059055 | 0 | 25 | 0.013 | 0.25 | FIXED | 34.39 | PI8400-4081 | 0 | 0 | 0 | 0 | 0 | 0 | 0 | 0 | 0 | 0 | 0 | [11 empty] | 541.9418
0 | PI3800-6347.1 |  |  | 0 | 0.059055 | 0 | 25 | 0.013 | 0 | 7.8761 | 21 | 165.9891 | UNKN | Conduit | 21 | 1 |  | 0 | 107.6391 | 107.6391 | 0.0010764 | Estuary | 0 | FIXED | 72.9 | PI3800-6181 | 0 | 0.247 | SUBURBS | 0 | 0 | 0 | 1 | Cond | 20 | 32.8084 | 1 | N | 0 |  | CIRC | ROAD | 0.7874 | Full | 0 | Other |  | 0.059055 | 0 | 25 | 0.013 | 0.18 | FIXED | 73.31 | PI3800-6347 | 0 | 0 | 0 | 0 | 0 | 0 | 0 | 0 | 0 | 0 | 0 | [11 empty] | 165.9884
0 | PI1500-5731.1 |  |  | 0 | 0.059055 | 0 | 25 | 0.013 | 0 | 7.9195 | 21 | 388.408 | UNKN | Conduit | 21 | 1 |  | 0 | 107.6391 | 107.6391 | 0.0010764 | Estuary | 0 | FIXED | 51.92 | PI1500-5381 | 0 | 0.24974 | SUBURBS | 0 | 0 | 0 | 1 | Cond | 20 | 32.8084 | 1 | N | 0 |  | CIRC | ROAD | 0.7874 | Full | 0 | Other |  | 0.059055 | 0 | 25 | 0.013 | 0.25 | FIXED | 52.89 | PI1500-5731 | 0 | 0 | 0 | 0 | 0 | 0 | 0 | 0 | 0 | 0 | 0 | [11 empty] | 350.0272
0 | PI1500-5343.1 |  |  | 0 | 0.059055 | 0 | 25 | 0.013 | 0 | 7.8811 | 21 | 440.7208 | UNKN | Conduit | 21 | 1 |  | 0 | 107.6391 | 107.6391 | 0.0010764 | Estuary | 0 | FIXED | 49.86 | PI1500-4902 | 0 | 0.24732 | SUBURBS | 0 | 0 | 0 | 1 | Cond | 20 | 32.8084 | 1 | N | 0 |  | CIRC | ROAD | 0.7874 | Full | 0 | Other |  | 0.059055 | 0 | 25 | 0.013 | 0.59 | FIXED | 50.95 | PI1500-5343 | 0 | 0 | 0 | 0 | 0 | 0 | 0 | 0 | 0 | 0 | 0 | [11 empty] | 440.7199
0 | PI8400-3539.1 |  |  | 0 | 0.059055 | 0 | 25 | 0.013 | 0 | 11.8779 | 21 | 339.9938 | UNKN | Conduit | 21 | 1 |  | 0 | 107.6391 | 107.6391 | 0.0010764 | Estuary | 0 | FIXED | 30.57 | PI8400-3199 | 0 | 0.56177 | SUBURBS | 0 | 0 | 0 | 1 | Cond | 20 | 32.8084 | 1 | N | 0 |  | CIRC | ROAD | 0.7874 | Full | 0 | Other |  | 0.059055 | 0 | 25 | 0.013 | 0.17 | FIXED | 32.48 | PI8400-3539 | 0 | 0 | 0 | 0 | 0 | 0 | 0 | 0 | 0 | 0 | 0 | [11 empty] | 339.9931
0 | PI0800-13663.1 |  |  | 0 | 0.059055 | 0 | 25 | 0.013 | 0 | 10.7433 | 21 | 683.2333 | UNKN | Conduit | 21 | 1 |  | 0 | 107.6391 | 107.6391 | 0.0010764 | Estuary | 0 | FIXED | 25.91 | PI0800-12980 | 0 | 0.45958 | SUBURBS | 0 | 0 | 0 | 1 | Cond | 20 | 32.8084 | 1 | N | 0 |  | CIRC | ROAD | 0.7874 | Full | 0 | Other |  | 0.059055 | 0 | 25 | 0.013 | 0.17 | FIXED | 29.05 | PI0800-13663 | 0 | 0 | 0 | 0 | 0 | 0 | 0 | 0 | 0 | 0 | 0 | [11 empty] | 683.2323
0 | PI0800-13862.1 |  |  | 0 | 0.059055 | 0 | 25 | 0.013 | 0 | 11.9855 | 21 | 199.2986 | UNKN | Conduit | 21 | 1 |  | 0 | 107.6391 | 107.6391 | 0.0010764 | Estuary | 0 | FIXED | 29.05 | PI0800-13663 | 0 | 0.57201 | SUBURBS | 0 | 0 | 0 | 1 | Cond | 20 | 32.8084 | 1 | N | 0 |  | CIRC | ROAD | 0.7874 | Full | 0 | Other |  | 0.059055 | 0 | 25 | 0.013 | 0.25 | FIXED | 30.19 | PI0800-13862 | 0 | 0 | 0 | 0 | 0 | 0 | 0 | 0 | 0 | 0 | 0 | [11 empty] | 199.2987
0 | PI0800-12980.1 |  |  | 0 | 0.059055 | 0 | 25 | 0.013 | 0 | 13.1856 | 21 | 696.2444 | UNKN | Conduit | 21 | 1 |  | 0 | 107.6391 | 107.6391 | 0.0010764 | Estuary | 0 | FIXED | 21.09 | PI0800-12284 | 0 | 0.69229 | SUBURBS | 0 | 0 | 0 | 1 | Cond | 20 | 32.8084 | 1 | N | 0 |  | CIRC | ROAD | 0.7874 | Full | 0 | Other |  | 0.059055 | 0 | 25 | 0.013 | 0.17 | FIXED | 25.91 | PI0800-12980 | 0 | 0 | 0 | 0 | 0 | 0 | 0 | 0 | 0 | 0 | 0 | [11 empty] | 696.243
0 | PI650301-370.1 |  |  | 0 | 0.059055 | 0 | 25 | 0.013 | 0 | 7.452 | 21 | 99.4913 | UNKN | Conduit | 21 | 1 |  | 0 | 107.6391 | 107.6391 | 0.0010764 | Estuary | 0 | FIXED | 9.13 | PI650301-271 | 0 | 0.22112 | SUBURBS | 0 | 0 | 0 | 1 | Cond | 20 | 32.8084 | 1 | N | 0 |  | CIRC | ROAD | 0.7874 | Full | 0 | Other |  | 0.059055 | 0 | 25 | 0.013 | 0.76 | FIXED | 9.35 | PI650301-370 | 0 | 0 | 0 | 0 | 0 | 0 | 0 | 0 | 0 | 0 | 0 | [11 empty] | 99.491
0 | PI650301-572.1 |  |  | 0 | 0.059055 | 0 | 25 | 0.013 | 0 | 7.1435 | 21 | 201.7787 | UNKN | Conduit | 21 | 1 |  | 0 | 107.6391 | 107.6391 | 0.0010764 | Estuary | 0 | FIXED | 9.35 | PI650301-370 | 0 | 0.20319 | SUBURBS | 0 | 0 | 0 | 1 | Cond | 20 | 32.8084 | 1 | N | 0 |  | CIRC | ROAD | 0.7874 | Full | 0 | Other |  | 0.059055 | 0 | 25 | 0.013 | 0.17 | FIXED | 9.76 | PI650301-572 | 0 | 0 | 0 | 0 | 0 | 0 | 0 | 0 | 0 | 0 | 0 | [11 empty] | 201.7783
0 | PI6600-5967.1 |  |  | 0 | 0.059055 | 0 | 25 | 0.013 | 0 | 7.9421 | 21 | 306.5712 | UNKN | Conduit | 21 | 1 |  | 0 | 107.6391 | 107.6391 | 0.0010764 | Estuary | 0 | FIXED | 15.63 | PI6600-5660 | 0 | 0.25117 | SUBURBS | 0 | 0 | 0 | 1 | Cond | 20 | 32.8084 | 1 | N | 0 |  | CIRC | ROAD | 0.7874 | Full | 0 | Other |  | 0.059055 | 0 | 25 | 0.013 | 0.26 | FIXED | 16.4 | PI6600-5967 | 0 | 0 | 0 | 0 | 0 | 0 | 0 | 0 | 0 | 0 | 0 | [11 empty] | 306.5596
0 | PI1503-1097.1 |  |  | 0 | 0.059055 | 0 | 25 | 0.013 | 0 | 15.6509 | 21 | 580.7286 | UNKN | Conduit | 21 | 1 |  | 0 | 107.6391 | 107.6391 | 0.0010764 | Estuary | 0 | FIXED | 38.79 | PI1500-3731 | 0 | 0.97536 | SUBURBS | 0 | 0 | 0 | 1 | Cond | 20 | 32.8084 | 1 | N | 0 |  | CIRC | ROAD | 0.7874 | Full | 0 | Other |  | 0.059055 | 0 | 25 | 0.013 | 0.17 | FIXED | 44.4542 | PI1503-1097 | 0 | 0 | 0 | 0 | 0 | 0 | 0 | 0 | 0 | 0 | 0 | [11 empty] | 1096.4904
0 | PI1501-1417.1 |  |  | 0 | 0.059055 | 0 | 25 | 0.013 | 0 | 10.5219 | 21 | 113.4206 | UNKN | Conduit | 21 | 1 |  | 0 | 107.6391 | 107.6391 | 0.0010764 | Estuary | 0 | FIXED | 35 | PI1501-1304 | 0 | 0.44084 | SUBURBS | 0 | 0 | 0 | 1 | Cond | 20 | 32.8084 | 1 | N | 0 |  | CIRC | ROAD | 0.7874 | Full | 0 | Other |  | 0.059055 | 0 | 25 | 0.013 | 0.25 | FIXED | 35.5 | PI1501-1417 | 0 | 0 | 0 | 0 | 0 | 0 | 0 | 0 | 0 | 0 | 0 | [11 empty] | 113.4202
0 | PI3000-2228.1 |  |  | 0 | 0.059055 | 0 | 25 | 0.013 | 0 | 10.0369 | 21 | 265.5159 | UNKN | Conduit | 21 | 1 |  | 0 | 107.6391 | 107.6391 | 0.0010764 | Estuary | 0 | FIXED | 51.436 | PI3000-1963 | 0 | 0.40113 | SUBURBS | 0 | 0 | 0 | 1 | Cond | 20 | 32.8084 | 1 | N | 0 |  | CIRC | ROAD | 0.7874 | Full | 0 | Other |  | 0.059055 | 0 | 25 | 0.013 | 0.25 | FIXED | 52.5011 | PI3000-2228 | 0 | 0 | 0 | 0 | 0 | 0 | 0 | 0 | 0 | 0 | 0 | [11 empty] | 265.5156
0 | PI3000-1963.1 |  |  | 0 | 0.059055 | 0 | 25 | 0.013 | 0 | 10.0369 | 21 | 511.9584 | UNKN | Conduit | 21 | 1 |  | 0 | 107.6391 | 107.6391 | 0.0010764 | Estuary | 0 | FIXED | 49.3823 | PI3000-1451 | 0 | 0.40113 | SUBURBS | 0 | 0 | 0 | 1 | Cond | 20 | 32.8084 | 1 | N | 0 |  | CIRC | ROAD | 0.7874 | Full | 0 | Other |  | 0.059055 | 0 | 25 | 0.013 | 0.17 | FIXED | 51.436 | PI3000-1963 | 0 | 0 | 0 | 0 | 0 | 0 | 0 | 0 | 0 | 0 | 0 | [11 empty] | 511.957
0 | PI1105-714.1 |  |  | 0 | 0.059055 | 0 | 25 | 0.013 | 0 | 5.7815 | 21 | 713.7676 | UNKN | Conduit | 21 | 1 |  | 0 | 107.6391 | 107.6391 | 0.0010764 | Estuary | 0 | FIXED | 22.9 | PI1100-1495 | 0 | 0.1331 | SUBURBS | 0 | 0 | 0 | 1 | Cond | 20 | 32.8084 | 1 | N | 0 |  | CIRC | ROAD | 0.7874 | Full | 0 | Other |  | 0.059055 | 0 | 25 | 0.013 | 0.25 | FIXED | 23.85 | PI1105-714 | 0 | 0 | 0 | 0 | 0 | 0 | 0 | 0 | 0 | 0 | 0 | [11 empty] | 713.7669
0 | PI1103-71.1 |  |  | 0 | 0.059055 | 0 | 25 | 0.013 | 0 | 8.0053 | 21 | 70.5389 | UNKN | Conduit | 21 | 1 |  | 0 | 107.6391 | 107.6391 | 0.0010764 | Estuary | 0 | FIXED | 19.15 | PI1100-900 | 0 | 0.25518 | SUBURBS | 0 | 0 | 0 | 1 | Cond | 20 | 32.8084 | 1 | N | 0 |  | CIRC | ROAD | 0.7874 | Full | 0 | Other |  | 0.059055 | 0 | 25 | 0.013 | 0.17 | FIXED | 19.33 | PI1103-71 | 0 | 0 | 0 | 0 | 0 | 0 | 0 | 0 | 0 | 0 | 0 | [11 empty] | 70.5393
0 | PI1103-314.1 |  |  | 0 | 0.059055 | 0 | 25 | 0.013 | 0 | 7.9324 | 21 | 243.4659 | UNKN | Conduit | 21 | 1 |  | 0 | 107.6391 | 107.6391 | 0.0010764 | Estuary | 0 | FIXED | 19.33 | PI1103-71 | 0 | 0.25055 | SUBURBS | 0 | 0 | 0 | 1 | Cond | 20 | 32.8084 | 1 | N | 0 |  | CIRC | ROAD | 0.7874 | Full | 0 | Other |  | 0.059055 | 0 | 25 | 0.013 | 0.25 | FIXED | 19.94 | PI1103-314 | 0 | 0 | 0 | 0 | 0 | 0 | 0 | 0 | 0 | 0 | 0 | [11 empty] | 243.4654
0 | PI1201-507.1 |  |  | 0 | 0.059055 | 0 | 25 | 0.013 | 0 | 7.9067 | 21 | 255.2045 | UNKN | Conduit | 21 | 1 |  | 0 | 107.6391 | 107.6391 | 0.0010764 | Estuary | 0 | FIXED | 20.6797 | PI1201-252 | 0 | 0.24893 | SUBURBS | 0 | 0 | 0 | 1 | Cond | 20 | 32.8084 | 1 | N | 0 |  | CIRC | ROAD | 0.7874 | Full | 0 | Other |  | 0.059055 | 0 | 25 | 0.013 | 0.5 | FIXED | 21.315 | PI1201-507 | 0 | 0 | 0 | 0 | 0 | 0 | 0 | 0 | 0 | 0 | 0 | [11 empty] | 255.205
0 | PI6600-5582.1 |  |  | 0 | 0.059055 | 0 | 25 | 0.013 | 0 | 8.9214 | 21 | 205.0973 | UNKN | Conduit | 21 | 1 |  | 0 | 107.6391 | 107.6391 | 0.0010764 | Estuary | 0 | FIXED | 14.78 | PI6600-5377 | 0 | 0.31692 | SUBURBS | 0 | 0 | 0 | 1 | Cond | 20 | 32.8084 | 1 | N | 0 |  | CIRC | ROAD | 0.7874 | Full | 0 | Other |  | 0.059055 | 0 | 25 | 0.013 | 0.18 | FIXED | 15.43 | PI6600-5582 | 0 | 0 | 0 | 0 | 0 | 0 | 0 | 0 | 0 | 0 | 0 | [11 empty] | 205.0921
0 | PI6600-5660.1 |  |  | 0 | 0.059055 | 0 | 25 | 0.013 | 0 | 8.0094 | 21 | 78.2964 | UNKN | Conduit | 21 | 1 |  | 0 | 107.6391 | 107.6391 | 0.0010764 | Estuary | 0 | FIXED | 15.43 | PI6600-5582 | 0 | 0.25544 | SUBURBS | 0 | 0 | 0 | 1 | Cond | 20 | 32.8084 | 1 | N | 0 |  | CIRC | ROAD | 0.7874 | Full | 0 | Other |  | 0.059055 | 0 | 25 | 0.013 | 0.18 | FIXED | 15.63 | PI6600-5660 | 0 | 0 | 0 | 0 | 0 | 0 | 0 | 0 | 0 | 0 | 0 | [11 empty] | 78.2967
0 | PI6600-5377.1 |  |  | 0 | 0.059055 | 0 | 25 | 0.013 | 0 | 7.8899 | 21 | 72.6186 | UNKN | Conduit | 21 | 1 |  | 0 | 107.6391 | 107.6391 | 0.0010764 | Estuary | 0 | FIXED | 14.6 | PI6600-5304 | 0 | 0.24787 | SUBURBS | 0 | 0 | 0 | 1 | Cond | 20 | 32.8084 | 1 | N | 0 |  | CIRC | ROAD | 0.7874 | Full | 0 | Other |  | 0.059055 | 0 | 25 | 0.013 | 0.21 | FIXED | 14.78 | PI6600-5377 | 0 | 0 | 0 | 0 | 0 | 0 | 0 | 0 | 0 | 0 | 0 | [11 empty] | 72.6187
0 | PI1000-1964.1 |  |  | 0 | 0.059055 | 0 | 25 | 0.013 | 0 | 9.6876 | 21 | 281.5442 | UNKN | Conduit | 21 | 1 |  | 0 | 107.6391 | 107.6391 | 0.0010764 | Estuary | 0 | FIXED | 17.9479 | PI1000-1683 | 0 | 0.37369 | SUBURBS | 0 | 0 | 0 | 1 | Cond | 20 | 32.8084 | 1 | N | 0 |  | CIRC | ROAD | 0.7874 | Full | 0 | Other |  | 0.059055 | 0 | 25 | 0.013 | 0.25 | FIXED | 19 | PI1000-1964 | 0 | 0 | 0 | 0 | 0 | 0 | 0 | 0 | 0 | 0 | 0 | [11 empty] | 281.5243
0 | PI1000-1683.1 |  |  | 0 | 0.059055 | 0 | 25 | 0.013 | 0 | 9.6876 | 21 | 226.4692 | UNKN | Conduit | 21 | 1 |  | 0 | 107.6391 | 107.6391 | 0.0010764 | Estuary | 0 | FIXED | 17.1016 | PI1000-1456 | 0 | 0.37369 | SUBURBS | 0 | 0 | 0 | 1 | Cond | 20 | 32.8084 | 1 | N | 0 |  | CIRC | ROAD | 0.7874 | Full | 0 | Other |  | 0.059055 | 0 | 25 | 0.013 | 0.17 | FIXED | 17.9479 | PI1000-1683 | 0 | 0 | 0 | 0 | 0 | 0 | 0 | 0 | 0 | 0 | 0 | [11 empty] | 226.4608
0 | PI1005-49.1 |  |  | 0 | 0.059055 | 0 | 25 | 0.013 | 0 | 7.2654 | 21 | 49.1569 | UNKN | Conduit | 21 | 1 |  | 0 | 107.6391 | 107.6391 | 0.0010764 | Estuary | 0 | FIXED | 16.85 | PI1000-1456 | 0 | 0.21018 | SUBURBS | 0 | 0 | 0 | 1 | Cond | 20 | 32.8084 | 1 | N | 0 |  | CIRC | ROAD | 0.7874 | Full | 0 | Other |  | 0.059055 | 0 | 25 | 0.013 | 0.17 | FIXED | 16.9533 | PI1005-49 | 0 | 0 | 0 | 0 | 0 | 0 | 0 | 0 | 0 | 0 | 0 | [11 empty] | 49.1569
0 | PI1005-259.1 |  |  | 0 | 0.059055 | 0 | 25 | 0.013 | 0 | 7.2654 | 21 | 209.8572 | UNKN | Conduit | 21 | 1 |  | 0 | 107.6391 | 107.6391 | 0.0010764 | Estuary | 0 | FIXED | 16.9533 | PI1005-49 | 0 | 0.21018 | SUBURBS | 0 | 0 | 0 | 1 | Cond | 20 | 32.8084 | 1 | N | 0 |  | CIRC | ROAD | 0.7874 | Full | 0 | Other |  | 0.059055 | 0 | 25 | 0.013 | 0.28 | FIXED | 17.3944 | PI1005-259 | 0 | 0 | 0 | 0 | 0 | 0 | 0 | 0 | 0 | 0 | 0 | [11 empty] | 209.8655
0 | PI8000-4053.1 |  |  | 0 | 0.059055 | 0 | 25 | 0.013 | 0 | 17.5259 | 21 | 228.1165 | UNKN | Conduit | 21 | 1 |  | 0 | 107.6391 | 107.6391 | 0.0010764 | Estuary | 0 | FIXED | 48.5 | PI7700-9018 | 0 | 1.2231 | SUBURBS | 0 | 0 | 0 | 1 | Cond | 20 | 32.8084 | 1 | N | 0 |  | CIRC | ROAD | 0.7874 | Full | 0 | Other |  | 0.059055 | 0 | 25 | 0.013 | 0.35 | FIXED | 51.29 | PI8000-4053 | 0 | 0 | 0 | 0 | 0 | 0 | 0 | 0 | 0 | 0 | 0 | [11 empty] | 228.1155
0 | PI7700-9018.1 |  |  | 0 | 0.059055 | 0 | 25 | 0.013 | 0 | -11.5776 | 21 | 222.9595 | UNKN | Conduit | 21 | 1 |  | 0 | 107.6391 | 107.6391 | 0.0010764 | Estuary | 0 | FIXED | 49.69 | PI8000-3602 | 0 | -0.53373 | SUBURBS | 0 | 0 | 0 | 1 | Cond | 20 | 32.8084 | 1 | N | 0 |  | CIRC | ROAD | 0.7874 | Full | 0 | Other |  | 0.059055 | 0 | 25 | 0.013 | 0.25 | FIXED | 48.5 | PI7700-9018 | 0 | 0 | 0 | 0 | 0 | 0 | 0 | 0 | 0 | 0 | 0 | [11 empty] | 222.9596
0 | PI8000-3246.1 |  |  | 0 | 0.059055 | 0 | 25 | 0.013 | 0 | 11.409 | 21 | 428.3254 | UNKN | Conduit | 21 | 1 |  | 0 | 107.6391 | 107.6391 | 0.0010764 | Estuary | 0 | FIXED | 51 | PI8000-2817 | 0 | 0.5183 | SUBURBS | 0 | 0 | 0 | 1 | Cond | 20 | 32.8084 | 1 | N | 0 |  | CIRC | ROAD | 0.7874 | Full | 0 | Other |  | 0.059055 | 0 | 25 | 0.013 | 0.75 | FIXED | 53.22 | PI8000-3246 | 0 | 0 | 0 | 0 | 0 | 0 | 0 | 0 | 0 | 0 | 0 | [11 empty] | 428.3239
0 | PI8000-3602.1 |  |  | 0 | 0.059055 | 0 | 25 | 0.013 | 0 | -15.779 | 21 | 356.0641 | UNKN | Conduit | 21 | 1 |  | 0 | 107.6391 | 107.6391 | 0.0010764 | Estuary | 0 | FIXED | 53.22 | PI8000-3246 | 0 | -0.99139 | SUBURBS | 0 | 0 | 0 | 1 | Cond | 20 | 32.8084 | 1 | N | 0 |  | CIRC | ROAD | 0.7874 | Full | 0 | Other |  | 0.059055 | 0 | 25 | 0.013 | 0.17 | FIXED | 49.69 | PI8000-3602 | 0 | 0 | 0 | 0 | 0 | 0 | 0 | 0 | 0 | 0 | 0 | [11 empty] | 356.0634
0 | PI8000-2817.1 |  |  | 0 | 0.059055 | 0 | 25 | 0.013 | 0 | 15.9856 | 21 | 413.6298 | UNKN | Conduit | 21 | 1 |  | 0 | 107.6391 | 107.6391 | 0.0010764 | Estuary | 0 | FIXED | 46.7912 | PI8000-2404 | 0 | 1.0175 | SUBURBS | 0 | 0 | 0 | 1 | Cond | 20 | 32.8084 | 1 | N | 0 |  | CIRC | ROAD | 0.7874 | Full | 0 | Other |  | 0.059055 | 0 | 25 | 0.013 | 0.17 | FIXED | 51 | PI8000-2817 | 0 | 0 | 0 | 0 | 0 | 0 | 0 | 0 | 0 | 0 | 0 | [11 empty] | 413.629
0 | PI2000-229.1 |  |  | 0 | 0.059055 | 0 | 25 | 0.013 | 0 | 7.6411 | 21 | 123 | UNKN | Conduit | 21 | 1 |  | 0 | 107.6391 | 107.6391 | 0.0010764 | Estuary | 0 | FIXED | 24.693 | PI2000-106 | 0 | 0.23248 | SUBURBS | 0 | 0 | 0 | 1 | Cond | 20 | 32.8084 | 1 | N | 0 |  | CIRC | ROAD | 0.7874 | Full | 0 | Other |  | 0.059055 | 0 | 25 | 0.013 | 0.27 | FIXED | 24.9789 | PI2000-229 | 0 | 0 | 0 | 0 | 0 | 0 | 0 | 0 | 0 | 0 | 0 | [11 empty] | 123.0003
0 | PI2000-106.1 |  |  | 0 | 0.059055 | 0 | 25 | 0.013 | 0 | 7.6411 | 21 | 56 | UNKN | Conduit | 21 | 1 |  | 0 | 107.6391 | 107.6391 | 0.0010764 | Estuary | 0 | FIXED | 24.5628 | PI2000-50 | 0 | 0.23248 | SUBURBS | 0 | 0 | 0 | 1 | Cond | 20 | 32.8084 | 1 | N | 0 |  | CIRC | ROAD | 0.7874 | Full | 0 | Other |  | 0.059055 | 0 | 25 | 0.013 | 0.17 | FIXED | 24.693 | PI2000-106 | 0 | 0 | 0 | 0 | 0 | 0 | 0 | 0 | 0 | 0 | 0 | [11 empty] | 55.9995
0 | PI2000-50.1 |  |  | 0 | 0.059055 | 0 | 25 | 0.013 | 0 | 7.6411 | 21 | 27 | UNKN | Conduit | 21 | 1 |  | 0 | 107.6391 | 107.6391 | 0.0010764 | Estuary | 1 | FIXED | 24.5 | CC0200-1216 | 0 | 0.23248 | SUBURBS | 0 | 0 | 0 | 1 | Cond | 20 | 32.8084 | 1 | N | 0 |  | CIRC | ROAD | 0.7874 | Full | 0 | Other |  | 0.059055 | 0 | 25 | 0.013 | 0.17 | FIXED | 24.5628 | PI2000-50 | 0 | 0 | 0 | 0 | 0 | 0 | 0 | 0 | 0 | 0 | 0 | [11 empty] | 49.8885
0 | PI9400-2004.1 |  |  | 0 | 0.059055 | 0 | 25 | 0.013 | 0 | 7.904 | 21 | 259.9229 | UNKN | Conduit | 21 | 1 |  | 0 | 107.6391 | 107.6391 | 0.0010764 | Estuary | 0 | FIXED | 80.09 | PI9400-1744 | 0 | 0.24876 | SUBURBS | 0 | 0 | 0 | 1 | Cond | 20 | 32.8084 | 1 | N | 0 |  | CIRC | ROAD | 0.7874 | Full | 0 | Other |  | 0.059055 | 0 | 25 | 0.013 | 0.17 | FIXED | 80.7366 | PI9400-2004 | 0 | 0 | 0 | 0 | 0 | 0 | 0 | 0 | 0 | 0 | 0 | [11 empty] | 259.9194
0 | PI9400-2264.1 |  |  | 0 | 0.059055 | 0 | 25 | 0.013 | 0 | 7.1223 | 21 | 259.9612 | UNKN | Conduit | 21 | 1 |  | 0 | 107.6391 | 107.6391 | 0.0010764 | Estuary | 0 | FIXED | 80.7366 | PI9400-2004 | 0 | 0.20199 | SUBURBS | 0 | 0 | 0 | 1 | Cond | 20 | 32.8084 | 1 | N | 0 |  | CIRC | ROAD | 0.7874 | Full | 0 | Other |  | 0.059055 | 0 | 25 | 0.013 | 0.25 | FIXED | 81.2617 | PI9400-2264 | 0 | 0 | 0 | 0 | 0 | 0 | 0 | 0 | 0 | 0 | 0 | [11 empty] | 259.9601
0 | PI2300-1021.1 |  |  | 0 | 0.059055 | 0 | 25 | 0.013 | 0 | 8.1933 | 24 | 68.6309 | UNKN | Conduit | 24 | 1 |  | 0 | 107.6391 | 107.6391 | 0.0010764 | Estuary | 0 | FIXED | 28.03 | PI2300-952 | 0 | 0.13114 | SUBURBS | 0 | 0 | 0 | 1 | Cond | 20 | 32.8084 | 1 | N | 0 |  | CIRC | ROAD | 0.7874 | Full | 0 | Other |  | 0.059055 | 0 | 25 | 0.013 | 0.79 | FIXED | 28.12 | PI2300-1021 | 0 | 0 | 0 | 0 | 0 | 0 | 0 | 0 | 0 | 0 | 0 | [11 empty] | 68.6251
0 | PI2300-952.1 |  |  | 0 | 0.059055 | 0 | 25 | 0.013 | 0 | 7.7569 | 24 | 178.662 | UNKN | Conduit | 24 | 1 |  | 0 | 107.6391 | 107.6391 | 0.0010764 | Estuary | 0 | FIXED | 27.82 | PI2300-774 | 0 | 0.11754 | SUBURBS | 0 | 0 | 0 | 1 | Cond | 20 | 32.8084 | 1 | N | 0 |  | CIRC | ROAD | 0.7874 | Full | 0 | Other |  | 0.059055 | 0 | 25 | 0.013 | 0.18 | FIXED | 28.03 | PI2300-952 | 0 | 0 | 0 | 0 | 0 | 0 | 0 | 0 | 0 | 0 | 0 | [11 empty] | 178.6613
0 | PI2300-512.1 |  |  | 0 | 0.059055 | 0 | 25 | 0.013 | 0 | 8.7099 | 24 | 209.1845 | UNKN | Conduit | 24 | 1 |  | 0 | 107.6391 | 107.6391 | 0.0010764 | Estuary | 0 | FIXED | 27.15 | PI2300-303 | 0 | 0.14819 | SUBURBS | 0 | 0 | 0 | 1 | Cond | 20 | 32.8084 | 1 | N | 0 |  | CIRC | ROAD | 0.7874 | Full | 0 | Other |  | 0.059055 | 0 | 25 | 0.013 | 0.18 | FIXED | 27.46 | PI2300-512 | 0 | 0 | 0 | 0 | 0 | 0 | 0 | 0 | 0 | 0 | 0 | [11 empty] | 209.1839
0 | PI2300-774.1 |  |  | 0 | 0.059055 | 0 | 25 | 0.013 | 0 | 8.3862 | 24 | 262.0371 | UNKN | Conduit | 24 | 1 |  | 0 | 107.6391 | 107.6391 | 0.0010764 | Estuary | 0 | FIXED | 27.46 | PI2300-512 | 0 | 0.13739 | SUBURBS | 0 | 0 | 0 | 1 | Cond | 20 | 32.8084 | 1 | N | 0 |  | CIRC | ROAD | 0.7874 | Full | 0 | Other |  | 0.059055 | 0 | 25 | 0.013 | 0.17 | FIXED | 27.82 | PI2300-774 | 0 | 0 | 0 | 0 | 0 | 0 | 0 | 0 | 0 | 0 | 0 | [11 empty] | 262.005
0 | PI4204-1838.1 |  |  | 0 | 0.059055 | 0 | 25 | 0.013 | 0 | 11.4739 | 24 | 314.0249 | UNKN | Conduit | 24 | 1 |  | 0 | 107.6391 | 107.6391 | 0.0010764 | Estuary | 0 | FIXED | 76.0824 | PI4204-1524 | 0 | 0.25717 | SUBURBS | 0 | 0 | 0 | 1 | Cond | 20 | 32.8084 | 1 | N | 0 |  | CIRC | ROAD | 0.7874 | Full | 0 | Other |  | 0.059055 | 0 | 25 | 0.013 | 0.83 | FIXED | 76.89 | PI4204-1838 | 0 | 0 | 0 | 0 | 0 | 0 | 0 | 0 | 0 | 0 | 0 | [11 empty] | 314.0245
0 | PI4203-862.1 |  |  | 0 | 0.059055 | 0 | 25 | 0.013 | 0 | 19.5921 | 24 | 30.6732 | UNKN | Conduit | 24 | 1 |  | 0 | 107.6391 | 107.6391 | 0.0010764 | Estuary | 0 | FIXED | 75.27 | PI4203-832 | 0 | 0.74984 | SUBURBS | 0 | 0 | 0 | 1 | Cond | 20 | 32.8084 | 1 | N | 0 |  | CIRC | ROAD | 0.7874 | Full | 0 | Other |  | 0.059055 | 0 | 25 | 0.013 | 0.25 | FIXED | 75.5 | PI4203-862 | 0 | 0 | 0 | 0 | 0 | 0 | 0 | 0 | 0 | 0 | 0 | [11 empty] | 30.6652
0 | PI4200-2859.1 |  |  | 0 | 0.059055 | 0 | 25 | 0.013 | 0 | 40.7584 | 36 | 72.318 | UNKN | Conduit | 36 | 1 |  | 0 | 107.6391 | 107.6391 | 0.0010764 | Estuary | 0 | FIXED | 74.85 | PI4200-2786 | 0 | 0.37335 | SUBURBS | 0 | 0 | 0 | 1 | Cond | 20 | 32.8084 | 1 | N | 0 |  | CIRC | ROAD | 0.7874 | Full | 0 | Other |  | 0.059055 | 0 | 25 | 0.013 | 0.17 | FIXED | 75.12 | PI4200-2859 | 0 | 0 | 0 | 0 | 0 | 0 | 0 | 0 | 0 | 0 | 0 | [11 empty] | 72.3086
0 | PI6100-137.1 |  |  | 0 | 0.059055 | 0 | 25 | 0.013 | 0 | 17.3056 | 24 | 136.7443 | UNKN | Conduit | 24 | 1 |  | 0 | 107.6391 | 107.6391 | 0.0010764 | Estuary | 1 | FIXED | 35 | CC0301-1608 | 0 | 0.58503 | SUBURBS | 0 | 0 | 0 | 1 | Cond | 20 | 32.8084 | 1 | N | 0 |  | CIRC | ROAD | 0.7874 | Full | 0 | Other |  | 0.059055 | 0 | 25 | 0.013 | 0.17 | FIXED | 35.8 | PI6100-137 | 0 | 0 | 0 | 0 | 0 | 0 | 0 | 0 | 0 | 0 | 0 | [11 empty] | 136.7442
0 | PI6100-208.1 |  |  | 0 | 0.059055 | 0 | 25 | 0.013 | 0 | 14.209 | 24 | 70.9947 | UNKN | Conduit | 24 | 1 |  | 0 | 107.6391 | 107.6391 | 0.0010764 | Estuary | 0 | FIXED | 35.8 | PI6100-137 | 0 | 0.3944 | SUBURBS | 0 | 0 | 0 | 1 | Cond | 20 | 32.8084 | 1 | N | 0 |  | CIRC | ROAD | 0.7874 | Full | 0 | Other |  | 0.059055 | 0 | 25 | 0.013 | 0.5 | FIXED | 36.08 | PI6100-208 | 0 | 0 | 0 | 0 | 0 | 0 | 0 | 0 | 0 | 0 | 0 | [11 empty] | 70.9947
0 | PI5802-235.1 |  |  | 0 | 0.059055 | 0 | 25 | 0.013 | 0 | 9.8604 | 24 | 235.2176 | UNKN | Conduit | 24 | 1 |  | 0 | 107.6391 | 107.6391 | 0.0010764 | Estuary | 0 | FIXED | 40.9433 | PI5800-585 | 0 | 0.18993 | SUBURBS | 0 | 0 | 0 | 1 | Cond | 20 | 32.8084 | 1 | N | 0 |  | CIRC | ROAD | 0.7874 | Full | 0 | Other |  | 0.059055 | 0 | 25 | 0.013 | 0.5 | FIXED | 41.39 | PI5802-235 | 0 | 0 | 0 | 0 | 0 | 0 | 0 | 0 | 0 | 0 | 0 | [11 empty] | 235.2149
0 | PI130101-913.1 |  |  | 0 | 0.059055 | 0 | 25 | 0.013 | 0 | 16.7401 | 24 | 113.2583 | UNKN | Conduit | 24 | 1 |  | 0 | 107.6391 | 107.6391 | 0.0010764 | Estuary | 0 | FIXED | 28.6 | PI130101-800 | 0 | 0.54742 | SUBURBS | 0 | 0 | 0 | 1 | Cond | 20 | 32.8084 | 1 | N | 0 |  | CIRC | ROAD | 0.7874 | Full | 0 | Other |  | 0.059055 | 0 | 25 | 0.013 | 0.5 | FIXED | 29.22 | PI130101-913 | 0 | 0 | 0 | 0 | 0 | 0 | 0 | 0 | 0 | 0 | 0 | [11 empty] | 113.2583
0 | PI130101-1156.1 |  |  | 0 | 0.059055 | 0 | 25 | 0.013 | 0 | 7.2584 | 24 | 242.9134 | UNKN | Conduit | 24 | 1 |  | 0 | 107.6391 | 107.6391 | 0.0010764 | Estuary | 0 | FIXED | 29.22 | PI130101-913 | 0 | 0.10292 | SUBURBS | 0 | 0 | 0 | 1 | Cond | 20 | 32.8084 | 1 | N | 0 |  | CIRC | ROAD | 0.7874 | Full | 0 | Other |  | 0.059055 | 0 | 25 | 0.013 | 0.17 | FIXED | 29.47 | PI130101-1156 | 0 | 0 | 0 | 0 | 0 | 0 | 0 | 0 | 0 | 0 | 0 | [11 empty] | 242.9128
0 | PI1301-955.1 |  |  | 0 | 0.059055 | 0 | 25 | 0.013 | 0 | 40.6619 | 24 | 76.1644 | UNKN | Conduit | 24 | 1 |  | 0 | 107.6391 | 107.6391 | 0.0010764 | Estuary | 0 | FIXED | 24.42 | PI1301-879 | 0 | 3.2299 | SUBURBS | 0 | 0 | 0 | 1 | Cond | 20 | 32.8084 | 1 | N | 0 |  | CIRC | ROAD | 0.7874 | Full | 0 | Other |  | 0.059055 | 0 | 25 | 0.013 | 0.5 | FIXED | 26.88 | PI1301-955 | 0 | 0 | 0 | 0 | 0 | 0 | 0 | 0 | 0 | 0 | 0 | [11 empty] | 76.1641
0 | PI1301-879.1 |  |  | 0 | 0.059055 | 0 | 25 | 0.013 | 0 | 6.3391 | 24 | 394.9083 | UNKN | Conduit | 24 | 1 |  | 0 | 107.6391 | 107.6391 | 0.0010764 | Estuary | 0 | FIXED | 24.11 | PI1301-484 | 0 | 0.078499 | SUBURBS | 0 | 0 | 0 | 1 | Cond | 20 | 32.8084 | 1 | N | 0 |  | CIRC | ROAD | 0.7874 | Full | 0 | Other |  | 0.059055 | 0 | 25 | 0.013 | 0.19 | FIXED | 24.42 | PI1301-879 | 0 | 0 | 0 | 0 | 0 | 0 | 0 | 0 | 0 | 0 | 0 | [11 empty] | 394.9075
0 | PI1301-484.1 |  |  | 0 | 0.059055 | 0 | 25 | 0.013 | 0 | -16.1756 | 24 | 387.3803 | UNKN | Conduit | 24 | 1 |  | 0 | 107.6391 | 107.6391 | 0.0010764 | Estuary | 0 | FIXED | 26.09 | PI1301-97 | 0 | -0.51113 | SUBURBS | 0 | 0 | 0 | 1 | Cond | 20 | 32.8084 | 1 | N | 0 |  | CIRC | ROAD | 0.7874 | Full | 0 | Other |  | 0.059055 | 0 | 25 | 0.013 | 0.28 | FIXED | 24.11 | PI1301-484 | 0 | 0 | 0 | 0 | 0 | 0 | 0 | 0 | 0 | 0 | 0 | [11 empty] | 387.3795
0 | PI130101-552.1 |  |  | 0 | 0.059055 | 0 | 25 | 0.013 | 0 | 23.4854 | 24 | 552.2218 | UNKN | Conduit | 24 | 1 |  | 0 | 107.6391 | 107.6391 | 0.0010764 | Estuary | 0 | FIXED | 22.37 | PI1301-67 | 0 | 1.0775 | SUBURBS | 0 | 0 | 0 | 1 | Cond | 20 | 32.8084 | 1 | N | 0 |  | CIRC | ROAD | 0.7874 | Full | 0 | Other |  | 0.059055 | 0 | 25 | 0.013 | 0.17 | FIXED | 28.32 | PI130101-552 | 0 | 0 | 0 | 0 | 0 | 0 | 0 | 0 | 0 | 0 | 0 | [11 empty] | 552.1734
0 | PI1301-97.1 |  |  | 0 | 0.059055 | 0 | 25 | 0.013 | 0 | 79.6752 | 24 | 29.9978 | UNKN | Conduit | 24 | 1 |  | 0 | 107.6391 | 107.6391 | 0.0010764 | Estuary | 0 | FIXED | 22.37 | PI1301-67 | 0 | 12.4009 | SUBURBS | 0 | 0 | 0 | 1 | Cond | 20 | 32.8084 | 1 | N | 0 |  | CIRC | ROAD | 0.7874 | Full | 0 | Other |  | 0.059055 | 0 | 25 | 0.013 | 0.58 | FIXED | 26.09 | PI1301-97 | 0 | 0 | 0 | 0 | 0 | 0 | 0 | 0 | 0 | 0 | 0 | [11 empty] | 29.9982
0 | PI8400-3199.1 |  |  | 0 | 0.059055 | 0 | 25 | 0.013 | 0 | 13.4983 | 24 | 36.5239 | UNKN | Conduit | 24 | 1 |  | 0 | 107.6391 | 107.6391 | 0.0010764 | Estuary | 0 | FIXED | 30.44 | PI8400-3163 | 0 | 0.35593 | SUBURBS | 0 | 0 | 0 | 1 | Cond | 20 | 32.8084 | 1 | N | 0 |  | CIRC | ROAD | 0.7874 | Full | 0 | Other |  | 0.059055 | 0 | 25 | 0.013 | 0.25 | FIXED | 30.57 | PI8400-3199 | 0 | 0 | 0 | 0 | 0 | 0 | 0 | 0 | 0 | 0 | 0 | [11 empty] | 36.524
0 | PI8000-6714.1 |  |  | 0 | 0.059055 | 0 | 25 | 0.013 | 0 | 14.3475 | 24 | 189.9845 | UNKN | Conduit | 24 | 1 |  | 0 | 107.6391 | 107.6391 | 0.0010764 | Estuary | 0 | FIXED | 60.9517 | PI8000-6524 | 0 | 0.40213 | SUBURBS | 0 | 0 | 0 | 1 | Cond | 20 | 32.8084 | 1 | N | 0 |  | CIRC | ROAD | 0.7874 | Full | 0 | Other |  | 0.059055 | 0 | 25 | 0.013 | 0.17 | FIXED | 61.7157 | PI8000-6714 | 0 | 0 | 0 | 0 | 0 | 0 | 0 | 0 | 0 | 0 | 0 | [11 empty] | 189.984
0 | PI8400-1891.1 |  |  | 0 | 0.059055 | 0 | 25 | 0.013 | 0 | 12.0849 | 24 | 245.3624 | UNKN | Conduit | 24 | 1 |  | 0 | 107.6391 | 107.6391 | 0.0010764 | Estuary | 0 | FIXED | 25.75 | PI8400-1646 | 0 | 0.28529 | SUBURBS | 0 | 0 | 0 | 1 | Cond | 20 | 32.8084 | 1 | N | 0 |  | CIRC | ROAD | 0.7874 | Full | 0 | Other |  | 0.059055 | 0 | 25 | 0.013 | 0.17 | FIXED | 26.45 | PI8400-1891 | 0 | 0 | 0 | 0 | 0 | 0 | 0 | 0 | 0 | 0 | 0 | [11 empty] | 245.362
0 | PI8400-2136.1 |  |  | 0 | 0.059055 | 0 | 25 | 0.013 | 0 | 12.1168 | 24 | 244.0705 | UNKN | Conduit | 24 | 1 |  | 0 | 107.6391 | 107.6391 | 0.0010764 | Estuary | 0 | FIXED | 26.45 | PI8400-1891 | 0 | 0.2868 | SUBURBS | 0 | 0 | 0 | 1 | Cond | 20 | 32.8084 | 1 | N | 0 |  | CIRC | ROAD | 0.7874 | Full | 0 | Other |  | 0.059055 | 0 | 25 | 0.013 | 0.17 | FIXED | 27.15 | PI8400-2136 | 0 | 0 | 0 | 0 | 0 | 0 | 0 | 0 | 0 | 0 | 0 | [11 empty] | 244.0702
0 | PI8400-2369.1 |  |  | 0 | 0.059055 | 0 | 25 | 0.013 | 0 | 12.2122 | 24 | 233.4075 | UNKN | Conduit | 24 | 1 |  | 0 | 107.6391 | 107.6391 | 0.0010764 | Estuary | 0 | FIXED | 27.15 | PI8400-2136 | 0 | 0.29134 | SUBURBS | 0 | 0 | 0 | 1 | Cond | 20 | 32.8084 | 1 | N | 0 |  | CIRC | ROAD | 0.7874 | Full | 0 | Other |  | 0.059055 | 0 | 25 | 0.013 | 0.17 | FIXED | 27.83 | PI8400-2369 | 0 | 0 | 0 | 0 | 0 | 0 | 0 | 0 | 0 | 0 | 0 | [11 empty] | 233.4065
0 | PI8200-419.1 |  |  | 0 | 0.059055 | 0 | 25 | 0.013 | 0 | 11.3258 | 24 | 638.5166 | UNKN | Conduit | 24 | 1 |  | 0 | 107.6391 | 107.6391 | 0.0010764 | Estuary | 0 | FIXED | 22.58 | PI8200-0 | 0 | 0.25058 | SUBURBS | 0 | 0 | 0 | 1 | Cond | 20 | 32.8084 | 1 | N | 0 |  | CIRC | ROAD | 0.7874 | Full | 0 | Other |  | 0.059055 | 0 | 25 | 0.013 | 0.17 | FIXED | 24.18 | PI8200-419 | 0 | 0 | 0 | 0 | 0 | 0 | 0 | 0 | 0 | 0 | 0 | [11 empty] | 418.8959
0 | PI3800-6181.1 |  |  | 0 | 0.059055 | 0 | 25 | 0.013 | 0 | 65.2284 | 24 | 48.2463 | UNKN | Conduit | 24 | 1 |  | 0 | 107.6391 | 107.6391 | 0.0010764 | Estuary | 0 | FIXED | 68.89 | PI3800-6132 | 0 | 8.3115 | SUBURBS | 0 | 0 | 0 | 1 | Cond | 20 | 32.8084 | 1 | N | 0 |  | CIRC | ROAD | 0.7874 | Full | 0 | Other |  | 0.059055 | 0 | 25 | 0.013 | 0.83 | FIXED | 72.9 | PI3800-6181 | 0 | 0 | 0 | 0 | 0 | 0 | 0 | 0 | 0 | 0 | 0 | [11 empty] | 48.2457
0 | PI3800-4607.1 |  |  | 0 | 0.059055 | 0 | 25 | 0.013 | 0 | -24.5187 | 24 | 197.5537 | UNKN | Conduit | 24 | 1 |  | 0 | 107.6391 | 107.6391 | 0.0010764 | Estuary | 0 | FIXED | 66.41 | PI3800-4410 | 0 | -1.1744 | SUBURBS | 0 | 0 | 0 | 1 | Cond | 20 | 32.8084 | 1 | N | 0 |  | CIRC | ROAD | 0.7874 | Full | 0 | Other |  | 0.059055 | 0 | 25 | 0.013 | 0.17 | FIXED | 64.09 | PI3800-4607 | 0 | 0 | 0 | 0 | 0 | 0 | 0 | 0 | 0 | 0 | 0 | [11 empty] | 197.5536
0 | PI3800-4410.1 |  |  | 0 | 0.059055 | 0 | 25 | 0.013 | 0 | -5.7515 | 24 | 77.3743 | UNKN | Conduit | 24 | 1 |  | 0 | 107.6391 | 107.6391 | 0.0010764 | Estuary | 0 | FIXED | 66.46 | PI3800-4332 | 0 | -0.064621 | SUBURBS | 0 | 0 | 0 | 1 | Cond | 20 | 32.8084 | 1 | N | 0 |  | CIRC | ROAD | 0.7874 | Full | 0 | Other |  | 0.059055 | 0 | 25 | 0.013 | 0.75 | FIXED | 66.41 | PI3800-4410 | 0 | 0 | 0 | 0 | 0 | 0 | 0 | 0 | 0 | 0 | 0 | [11 empty] | 77.3734
0 | PI4400-341.1 |  |  | 0 | 0.059055 | 0 | 25 | 0.013 | 0 | 11.3176 | 24 | 315.7285 | UNKN | Conduit | 24 | 1 |  | 0 | 107.6391 | 107.6391 | 0.0010764 | Estuary | 0 | FIXED | 73.87 | PI4400-25 | 0 | 0.25021 | SUBURBS | 0 | 0 | 0 | 1 | Cond | 20 | 32.8084 | 1 | N | 0 |  | CIRC | ROAD | 0.7874 | Full | 0 | Other |  | 0.059055 | 0 | 25 | 0.013 | 0.5 | FIXED | 74.66 | PI4400-341 | 0 | 0 | 0 | 0 | 0 | 0 | 0 | 0 | 0 | 0 | 0 | [11 empty] | 315.7252
0 | PI4300-2746.1 |  |  | 0 | 0.059055 | 0 | 25 | 0.013 | 0 | 12.9661 | 24 | 112.9925 | UNKN | Conduit | 24 | 1 |  | 0 | 107.6391 | 107.6391 | 0.0010764 | Estuary | 0 | FIXED | 80.2827 | PI4300-2633 | 0 | 0.32842 | SUBURBS | 0 | 0 | 0 | 1 | Cond | 20 | 32.8084 | 1 | N | 0 |  | CIRC | ROAD | 0.7874 | Full | 0 | Other |  | 0.059055 | 0 | 25 | 0.013 | 0.75 | FIXED | 80.6538 | PI4300-2746 | 0 | 0 | 0 | 0 | 0 | 0 | 0 | 0 | 0 | 0 | 0 | [11 empty] | 112.9926
0 | PI4300-2849.1 |  |  | 0 | 0.059055 | 0 | 25 | 0.013 | 0 | 11.3301 | 24 | 102.1784 | UNKN | Conduit | 24 | 1 |  | 0 | 107.6391 | 107.6391 | 0.0010764 | Estuary | 0 | FIXED | 80.6538 | PI4300-2746 | 0 | 0.25077 | SUBURBS | 0 | 0 | 0 | 1 | Cond | 20 | 32.8084 | 1 | N | 0 |  | CIRC | ROAD | 0.7874 | Full | 0 | Other |  | 0.059055 | 0 | 25 | 0.013 | 0.17 | FIXED | 80.91 | PI4300-2849 | 0 | 0 | 0 | 0 | 0 | 0 | 0 | 0 | 0 | 0 | 0 | [11 empty] | 102.1774
0 | PI3800-5117.1 |  |  | 0 | 0.059055 | 0 | 25 | 0.013 | 0 | 9.8831 | 24 | 209.636 | UNKN | Conduit | 24 | 1 |  | 0 | 107.6391 | 107.6391 | 0.0010764 | Estuary | 0 | FIXED | 69.72 | PI3800-4907 | 0 | 0.19081 | SUBURBS | 0 | 0 | 0 | 1 | Cond | 20 | 32.8084 | 1 | N | 0 |  | CIRC | ROAD | 0.7874 | Full | 0 | Other |  | 0.059055 | 0 | 25 | 0.013 | 0.22 | FIXED | 70.12 | PI3800-5117 | 0 | 0 | 0 | 0 | 0 | 0 | 0 | 0 | 0 | 0 | 0 | [11 empty] | 209.6294
0 | PI4300-3223.1 |  |  | 0 | 0.059055 | 0 | 25 | 0.013 | 0 | 11.3301 | 24 | 374.8482 | UNKN | Conduit | 24 | 1 |  | 0 | 107.6391 | 107.6391 | 0.0010764 | Estuary | 0 | FIXED | 80.91 | PI4300-2849 | 0 | 0.25077 | SUBURBS | 0 | 0 | 0 | 1 | Cond | 20 | 32.8084 | 1 | N | 0 |  | CIRC | ROAD | 0.7874 | Full | 0 | Other |  | 0.059055 | 0 | 25 | 0.013 | 0.2 | FIXED | 81.85 | PI4300-3223 | 0 | 0 | 0 | 0 | 0 | 0 | 0 | 0 | 0 | 0 | 0 | [11 empty] | 374.8483
0 | PI4300-3665.1 |  |  | 0 | 0.059055 | 0 | 25 | 0.013 | 0 | 13.3592 | 24 | 441.723 | UNKN | Conduit | 24 | 1 |  | 0 | 107.6391 | 107.6391 | 0.0010764 | Estuary | 0 | FIXED | 81.85 | PI4300-3223 | 0 | 0.34863 | SUBURBS | 0 | 0 | 0 | 1 | Cond | 20 | 32.8084 | 1 | N | 0 |  | CIRC | ROAD | 0.7874 | Full | 0 | Other |  | 0.059055 | 0 | 25 | 0.013 | 0.25 | FIXED | 83.39 | PI4300-3665 | 0 | 0 | 0 | 0 | 0 | 0 | 0 | 0 | 0 | 0 | 0 | [11 empty] | 441.7217
0 | PI3800-4907.1 |  |  | 0 | 0.059055 | 0 | 25 | 0.013 | 0 | 30.9888 | 24 | 300.1169 | UNKN | Conduit | 24 | 1 |  | 0 | 107.6391 | 107.6391 | 0.0010764 | Estuary | 0 | FIXED | 64.09 | PI3800-4607 | 0 | 1.8759 | SUBURBS | 0 | 0 | 0 | 1 | Cond | 20 | 32.8084 | 1 | N | 0 |  | CIRC | ROAD | 0.7874 | Full | 0 | Other |  | 0.059055 | 0 | 25 | 0.013 | 0.17 | FIXED | 69.72 | PI3800-4907 | 0 | 0 | 0 | 0 | 0 | 0 | 0 | 0 | 0 | 0 | 0 | [11 empty] | 300.116
0 | PI3800-5555.1 |  |  | 0 | 0.059055 | 0 | 25 | 0.013 | 0 | 9.8486 | 24 | 438.048 | UNKN | Conduit | 24 | 1 |  | 0 | 107.6391 | 107.6391 | 0.0010764 | Estuary | 0 | FIXED | 70.12 | PI3800-5117 | 0 | 0.18948 | SUBURBS | 0 | 0 | 0 | 1 | Cond | 20 | 32.8084 | 1 | N | 0 |  | CIRC | ROAD | 0.7874 | Full | 0 | Other |  | 0.059055 | 0 | 25 | 0.013 | 0.17 | FIXED | 70.95 | PI3800-5555 | 0 | 0 | 0 | 0 | 0 | 0 | 0 | 0 | 0 | 0 | 0 | [11 empty] | 438.0471
0 | PI3800-6132.1 |  |  | 0 | 0.059055 | 0 | 25 | 0.013 | 0 | -13.516 | 24 | 577.2526 | UNKN | Conduit | 24 | 1 |  | 0 | 107.6391 | 107.6391 | 0.0010764 | Estuary | 0 | FIXED | 70.95 | PI3800-5555 | 0 | -0.35686 | SUBURBS | 0 | 0 | 0 | 1 | Cond | 20 | 32.8084 | 1 | N | 0 |  | CIRC | ROAD | 0.7874 | Full | 0 | Other |  | 0.059055 | 0 | 25 | 0.013 | 0.17 | FIXED | 68.89 | PI3800-6132 | 0 | 0 | 0 | 0 | 0 | 0 | 0 | 0 | 0 | 0 | 0 | [11 empty] | 577.2519
0 | PI0809-1151.1 |  |  | 0 | 0.059055 | 0 | 25 | 0.013 | 0 | 8.0053 | 24 | 367.4462 | UNKN | Conduit | 24 | 1 |  | 0 | 107.6391 | 107.6391 | 0.0010764 | Estuary | 0 | FIXED | 22.77 | PI0809-784 | 0 | 0.12519 | SUBURBS | 0 | 0 | 0 | 1 | Cond | 20 | 32.8084 | 1 | N | 0 |  | CIRC | ROAD | 0.7874 | Full | 0 | Other |  | 0.059055 | 0 | 25 | 0.013 | 0.17 | FIXED | 23.23 | PI0809-1151 | 0 | 0 | 0 | 0 | 0 | 0 | 0 | 0 | 0 | 0 | 0 | [11 empty] | 367.4456
0 | PI0809-240.1 |  |  | 0 | 0.059055 | 0 | 25 | 0.013 | 0 | 9.8593 | 24 | 239.929 | UNKN | Conduit | 24 | 1 |  | 0 | 107.6391 | 107.6391 | 0.0010764 | Estuary | 0 | FIXED | 18.6844 | PI0800-11010 | 0 | 0.18989 | SUBURBS | 0 | 0 | 0 | 1 | Cond | 20 | 32.8084 | 1 | N | 0 |  | CIRC | ROAD | 0.7874 | Full | 0 | Other |  | 0.059055 | 0 | 25 | 0.013 | 0.18 | FIXED | 19.14 | PI0809-240 | 0 | 0 | 0 | 0 | 0 | 0 | 0 | 0 | 0 | 0 | 0 | [11 empty] | 239.9285
0 | PI0809-784.1 |  |  | 0 | 0.059055 | 0 | 25 | 0.013 | 0 | 44.6833 | 24 | 69.9946 | UNKN | Conduit | 24 | 1 |  | 0 | 107.6391 | 107.6391 | 0.0010764 | Estuary | 0 | FIXED | 20.04 | PI0809-714 | 0 | 3.9003 | SUBURBS | 0 | 0 | 0 | 1 | Cond | 20 | 32.8084 | 1 | N | 0 |  | CIRC | ROAD | 0.7874 | Full | 0 | Other |  | 0.059055 | 0 | 25 | 0.013 | 0.75 | FIXED | 22.77 | PI0809-784 | 0 | 0 | 0 | 0 | 0 | 0 | 0 | 0 | 0 | 0 | 0 | [11 empty] | 69.9943
0 | PI0809-714.1 |  |  | 0 | 0.059055 | 0 | 25 | 0.013 | 0 | 9.8593 | 24 | 473.9633 | UNKN | Conduit | 24 | 1 |  | 0 | 107.6391 | 107.6391 | 0.0010764 | Estuary | 0 | FIXED | 19.14 | PI0809-240 | 0 | 0.18989 | SUBURBS | 0 | 0 | 0 | 1 | Cond | 20 | 32.8084 | 1 | N | 0 |  | CIRC | ROAD | 0.7874 | Full | 0 | Other |  | 0.059055 | 0 | 25 | 0.013 | 0.5 | FIXED | 20.04 | PI0809-714 | 0 | 0 | 0 | 0 | 0 | 0 | 0 | 0 | 0 | 0 | 0 | [11 empty] | 473.9629
0 | PI4000-837.1 |  |  | 0 | 0.059055 | 0 | 25 | 0.013 | 0 | 11.2778 | 24 | 173.0662 | UNKN | Conduit | 24 | 1 |  | 0 | 107.6391 | 107.6391 | 0.0010764 | Estuary | 0 | FIXED | 65.08 | PI4000-664 | 0 | 0.24846 | SUBURBS | 0 | 0 | 0 | 1 | Cond | 20 | 32.8084 | 1 | N | 0 |  | CIRC | ROAD | 0.7874 | Full | 0 | Other |  | 0.059055 | 0 | 25 | 0.013 | 0.5 | FIXED | 65.51 | PI4000-837 | 0 | 0 | 0 | 0 | 0 | 0 | 0 | 0 | 0 | 0 | 0 | [11 empty] | 173.0659
0 | PI3800-4332.1 |  |  | 0 | 0.059055 | 0 | 25 | 0.013 | 0 | 11.3275 | 24 | 143.625 | UNKN | Conduit | 24 | 1 |  | 0 | 107.6391 | 107.6391 | 0.0010764 | Estuary | 0 | FIXED | 66.1 | PI3800-4189 | 0 | 0.25065 | SUBURBS | 0 | 0 | 0 | 1 | Cond | 20 | 32.8084 | 1 | N | 0 |  | CIRC | ROAD | 0.7874 | Full | 0 | Other |  | 0.059055 | 0 | 25 | 0.013 | 0.17 | FIXED | 66.46 | PI3800-4332 | 0 | 0 | 0 | 0 | 0 | 0 | 0 | 0 | 0 | 0 | 0 | [11 empty] | 143.6253
0 | PI3800-3775.1 |  |  | 0 | 0.059055 | 0 | 25 | 0.013 | 0 | 8.4843 | 24 | 64.0028 | UNKN | Conduit | 24 | 1 |  | 0 | 107.6391 | 107.6391 | 0.0010764 | Estuary | 0 | FIXED | 65.44 | PI3800-3711 | 0 | 0.14062 | SUBURBS | 0 | 0 | 0 | 1 | Cond | 20 | 32.8084 | 1 | N | 0 |  | CIRC | ROAD | 0.7874 | Full | 0 | Other |  | 0.059055 | 0 | 25 | 0.013 | 0.17 | FIXED | 65.53 | PI3800-3775 | 0 | 0 | 0 | 0 | 0 | 0 | 0 | 0 | 0 | 0 | 0 | [11 empty] | 64.0022
0 | PI3800-3982.1 |  |  | 0 | 0.059055 | 0 | 25 | 0.013 | 0 | 11.3201 | 24 | 207.7294 | UNKN | Conduit | 24 | 1 |  | 0 | 107.6391 | 107.6391 | 0.0010764 | Estuary | 0 | FIXED | 65.53 | PI3800-3775 | 0 | 0.25033 | SUBURBS | 0 | 0 | 0 | 1 | Cond | 20 | 32.8084 | 1 | N | 0 |  | CIRC | ROAD | 0.7874 | Full | 0 | Other |  | 0.059055 | 0 | 25 | 0.013 | 0.17 | FIXED | 66.05 | PI3800-3982 | 0 | 0 | 0 | 0 | 0 | 0 | 0 | 0 | 0 | 0 | 0 | [11 empty] | 207.7291
0 | PI3800-4189.1 |  |  | 0 | 0.059055 | 0 | 25 | 0.013 | 0 | 3.5221 | 24 | 206.3235 | UNKN | Conduit | 24 | 1 |  | 0 | 107.6391 | 107.6391 | 0.0010764 | Estuary | 0 | FIXED | 66.05 | PI3800-3982 | 0 | 0.024234 | SUBURBS | 0 | 0 | 0 | 1 | Cond | 20 | 32.8084 | 1 | N | 0 |  | CIRC | ROAD | 0.7874 | Full | 0 | Other |  | 0.059055 | 0 | 25 | 0.013 | 0.17 | FIXED | 66.1 | PI3800-4189 | 0 | 0 | 0 | 0 | 0 | 0 | 0 | 0 | 0 | 0 | 0 | [11 empty] | 206.323
0 | PI150101-372.1 |  |  | 0 | 0.059055 | 0 | 25 | 0.013 | 0 | 7.4327 | 24 | 371.9909 | UNKN | Conduit | 24 | 1 |  | 0 | 107.6391 | 107.6391 | 0.0010764 | Estuary | 0 | FIXED | 33.5985 | PI1501-596 | 0 | 0.10792 | SUBURBS | 0 | 0 | 0 | 1 | Cond | 20 | 32.8084 | 1 | N | 0 |  | CIRC | ROAD | 0.7874 | Full | 0 | Other |  | 0.059055 | 0 | 25 | 0.013 | 0.5 | FIXED | 34 | PI150101-372 | 0 | 0 | 0 | 0 | 0 | 0 | 0 | 0 | 0 | 0 | 0 | [11 empty] | 371.9906
0 | PI1500-4381.1 |  |  | 0 | 0.059055 | 0 | 25 | 0.013 | 0 | 11.3264 | 24 | 379.0822 | UNKN | Conduit | 24 | 1 |  | 0 | 107.6391 | 107.6391 | 0.0010764 | Estuary | 0 | FIXED | 42.81 | PI1500-4002 | 0 | 0.25061 | SUBURBS | 0 | 0 | 0 | 1 | Cond | 20 | 32.8084 | 1 | N | 0 |  | CIRC | ROAD | 0.7874 | Full | 0 | Other |  | 0.059055 | 0 | 25 | 0.013 | 0.25 | FIXED | 43.76 | PI1500-4381 | 0 | 0 | 0 | 0 | 0 | 0 | 0 | 0 | 0 | 0 | 0 | [11 empty] | 379.0061
0 | PI4400-25.1 |  |  | 0 | 0.059055 | 0 | 25 | 0.013 | 0 | 10.9925 | 24 | 25.4187 | UNKN | Conduit | 24 | 1 |  | 0 | 107.6391 | 107.6391 | 0.0010764 | Estuary | 0 | FIXED | 73.81 | CC0300-11634 | 0 | 0.23605 | SUBURBS | 0 | 0 | 0 | 1 | Cond | 20 | 32.8084 | 1 | N | 0 |  | CIRC | ROAD | 0.7874 | Full | 0 | Other |  | 0.059055 | 0 | 25 | 0.013 | 0.17 | FIXED | 73.87 | PI4400-25 | 0 | 0 | 0 | 0 | 0 | 0 | 0 | 0 | 0 | 0 | 0 | [11 empty] | 25.418
0 | PI150101-521.1 |  |  | 0 | 0.059055 | 0 | 25 | 0.013 | 0 | 23.0841 | 24 | 149.0349 | UNKN | Conduit | 24 | 1 |  | 0 | 107.6391 | 107.6391 | 0.0010764 | Estuary | 0 | FIXED | 34 | PI150101-372 | 0 | 1.041 | SUBURBS | 0 | 0 | 0 | 1 | Cond | 20 | 32.8084 | 1 | N | 0 |  | CIRC | ROAD | 0.7874 | Full | 0 | Other |  | 0.059055 | 0 | 25 | 0.013 | 0.37 | FIXED | 35.5514 | PI150101-521 | 0 | 0 | 0 | 0 | 0 | 0 | 0 | 0 | 0 | 0 | 0 | [11 empty] | 149.0347
0 | PI6801-994.1 |  |  | 0 | 0.059055 | 0 | 25 | 0.013 | 0 | 5.4353 | 24 | 155.9483 | UNKN | Conduit | 24 | 1 |  | 0 | 107.6391 | 107.6391 | 0.0010764 | Estuary | 0 | FIXED | 13.99 | PI6801-838 | 0 | 0.057711 | SUBURBS | 0 | 0 | 0 | 1 | Cond | 20 | 32.8084 | 1 | N | 0 |  | CIRC | ROAD | 0.7874 | Full | 0 | Other |  | 0.059055 | 0 | 25 | 0.013 | 0.37 | FIXED | 14.08 | PI6801-994 | 0 | 0 | 0 | 0 | 0 | 0 | 0 | 0 | 0 | 0 | 0 | [11 empty] | 155.9472
0 | PI6801-762.1 |  |  | 0 | 0.059055 | 0 | 25 | 0.013 | 0 | 9.6896 | 24 | 179.9272 | UNKN | Conduit | 24 | 1 |  | 0 | 107.6391 | 107.6391 | 0.0010764 | Estuary | 0 | FIXED | 13.47 | PI6801-582 | 0 | 0.18341 | SUBURBS | 0 | 0 | 0 | 1 | Cond | 20 | 32.8084 | 1 | N | 0 |  | CIRC | ROAD | 0.7874 | Full | 0 | Other |  | 0.059055 | 0 | 25 | 0.013 | 0.17 | FIXED | 13.8 | PI6801-762 | 0 | 0 | 0 | 0 | 0 | 0 | 0 | 0 | 0 | 0 | 0 | [11 empty] | 179.9215
0 | PI6801-582.1 |  |  | 0 | 0.059055 | 0 | 25 | 0.013 | 0 | 4.0597 | 24 | 186.3654 | UNKN | Conduit | 24 | 1 |  | 0 | 107.6391 | 107.6391 | 0.0010764 | Estuary | 0 | FIXED | 13.41 | PI6801-395 | 0 | 0.032195 | SUBURBS | 0 | 0 | 0 | 1 | Cond | 20 | 32.8084 | 1 | N | 0 |  | CIRC | ROAD | 0.7874 | Full | 0 | Other |  | 0.059055 | 0 | 25 | 0.013 | 0.5 | FIXED | 13.47 | PI6801-582 | 0 | 0 | 0 | 0 | 0 | 0 | 0 | 0 | 0 | 0 | 0 | [11 empty] | 186.3479
0 | PI6904-30.1 |  |  | 0 | 0.059055 | 0 | 25 | 0.013 | 0 | 84.5763 | 24 | 29.556 | UNKN | Conduit | 24 | 1 |  | 0 | 107.6391 | 107.6391 | 0.0010764 | Estuary | 0 | FIXED | 11.17 | PI6900-1162 | 0 | 13.9735 | SUBURBS | 0 | 0 | 0 | 1 | Cond | 20 | 32.8084 | 1 | N | 0 |  | CIRC | ROAD | 0.7874 | Full | 0 | Other |  | 0.059055 | 0 | 25 | 0.013 | 0.17 | FIXED | 15.3 | PI6904-30 | 0 | 0 | 0 | 0 | 0 | 0 | 0 | 0 | 0 | 0 | 0 | [11 empty] | 29.5566
0 | PI9004-866.1 |  |  | 0 | 0.059055 | 0 | 25 | 0.013 | 0 | 13.1928 | 24 | 150.0003 | UNKN | Conduit | 24 | 1 |  | 0 | 107.6391 | 107.6391 | 0.0010764 | Estuary | 0 | FIXED | 57.99 | PI9004-716 | 0 | 0.34 | SUBURBS | 0 | 0 | 0 | 1 | Cond | 20 | 32.8084 | 1 | N | 0 |  | CIRC | ROAD | 0.7874 | Full | 0 | Other |  | 0.059055 | 0 | 25 | 0.013 | 0.5 | FIXED | 58.5 | PI9004-866 | 0 | 0 | 0 | 0 | 0 | 0 | 0 | 0 | 0 | 0 | 0 | [11 empty] | 149.9993
0 | PI9004-339.1 |  |  | 0 | 0.059055 | 0 | 25 | 0.013 | 0 | 11.1037 | 24 | 37.3682 | UNKN | Conduit | 24 | 1 |  | 0 | 107.6391 | 107.6391 | 0.0010764 | Estuary | 0 | FIXED | 56.96 | PI9004-302 | 0 | 0.24085 | SUBURBS | 0 | 0 | 0 | 1 | Cond | 20 | 32.8084 | 1 | N | 0 |  | CIRC | ROAD | 0.7874 | Full | 0 | Other |  | 0.059055 | 0 | 25 | 0.013 | 0.17 | FIXED | 57.05 | PI9004-339 | 0 | 0 | 0 | 0 | 0 | 0 | 0 | 0 | 0 | 0 | 0 | [11 empty] | 37.3666
0 | PI9004-302.1 |  |  | 0 | 0.059055 | 0 | 25 | 0.013 | 0 | 12.7394 | 24 | 301.6921 | UNKN | Conduit | 24 | 1 |  | 0 | 107.6391 | 107.6391 | 0.0010764 | Estuary | 0 | FIXED | 56.0035 | PI9000-5587 | 0 | 0.31704 | SUBURBS | 0 | 0 | 0 | 1 | Cond | 20 | 32.8084 | 1 | N | 0 |  | CIRC | ROAD | 0.7874 | Full | 0 | Other |  | 0.059055 | 0 | 25 | 0.013 | 0.18 | FIXED | 56.96 | PI9004-302 | 0 | 0 | 0 | 0 | 0 | 0 | 0 | 0 | 0 | 0 | 0 | [11 empty] | 301.6911
0 | PI1507-26.1 |  |  | 0 | 0.059055 | 0 | 25 | 0.013 | 0 | 2.8879 | 12 | 25.8848 | UNKN | Conduit | 12 | 1 |  | 0 | 107.6391 | 107.6391 | 0.0010764 | Estuary | 0 | FIXED | 51.65 | PI1500-6785 | 0 | 0.65675 | SUBURBS | 0 | 0 | 0 | 1 | Cond | 20 | 32.8084 | 1 | N | 0 |  | CIRC | ROAD | 0.7874 | Full | 0 | Other |  | 0.059055 | 0 | 25 | 0.013 | 0.5 | FIXED | 51.82 | PI1507-26 | 0 | 0 | 0 | 0 | 0 | 0 | 0 | 0 | 0 | 0 | 0 | [11 empty] | 25.8853
0 | PI5500-1325.1 |  |  | 0 | 0.059055 | 0 | 25 | 0.013 | 0 | 5.8355 | 24 | 120.2629 | UNKN | Conduit | 24 | 1 |  | 0 | 107.6391 | 107.6391 | 0.0010764 | Estuary | 0 | FIXED | 88.88 | PI5500-1205 | 0 | 0.066521 | SUBURBS | 0 | 0 | 0 | 1 | Cond | 20 | 32.8084 | 1 | N | 0 |  | CIRC | ROAD | 0.7874 | Full | 0 | Other |  | 0.059055 | 0 | 25 | 0.013 | 0.25 | FIXED | 88.96 | PI5500-1325 | 0 | 0 | 0 | 0 | 0 | 0 | 0 | 0 | 0 | 0 | 0 | [11 empty] | 120.2257
0 | PI0504-1261.1 |  |  | 0 | 0.059055 | 0 | 25 | 0.013 | 0 | -57.2689 | 36 | 325.6037 | UNKN | Conduit | 36 | 1 |  | 0 | 107.6391 | 107.6391 | 0.0010764 | Estuary | 0 | FIXED | 32.08 | PI0504-935 | 0 | -0.73709 | SUBURBS | 0 | 0 | 0 | 1 | Cond | 20 | 32.8084 | 1 | N | 0 |  | CIRC | ROAD | 0.7874 | Full | 0 | Other |  | 0.059055 | 0 | 25 | 0.013 | 0.68 | FIXED | 29.68 | PI0504-1261 | 0 | 0 | 0 | 0 | 0 | 0 | 0 | 0 | 0 | 0 | 0 | [11 empty] | 325.6033
0 | PI0504-2757.1 |  |  | 0 | 0.059055 | 0 | 25 | 0.013 | 0 | 29.0473 | 36 | 316.4133 | UNKN | Conduit | 36 | 1 |  | 0 | 107.6391 | 107.6391 | 0.0010764 | Estuary | 0 | FIXED | 36.11 | PI0504-2441 | 0 | 0.18963 | SUBURBS | 0 | 0 | 0 | 1 | Cond | 20 | 32.8084 | 1 | N | 0 |  | CIRC | ROAD | 0.7874 | Full | 0 | Other |  | 0.059055 | 0 | 25 | 0.013 | 0.86 | FIXED | 36.71 | PI0504-2757 | 0 | 0 | 0 | 0 | 0 | 0 | 0 | 0 | 0 | 0 | 0 | [11 empty] | 316.413
0 | PI0504-1661.1 |  |  | 0 | 0.059055 | 0 | 25 | 0.013 | 0 | 68.3548 | 36 | 399.97 | UNKN | Conduit | 36 | 1 |  | 0 | 107.6391 | 107.6391 | 0.0010764 | Estuary | 0 | FIXED | 29.68 | PI0504-1261 | 0 | 1.0501 | SUBURBS | 0 | 0 | 0 | 1 | Cond | 20 | 32.8084 | 1 | N | 0 |  | CIRC | ROAD | 0.7874 | Full | 0 | Other |  | 0.059055 | 0 | 25 | 0.013 | 0.17 | FIXED | 33.88 | PI0504-1661 | 0 | 0 | 0 | 0 | 0 | 0 | 0 | 0 | 0 | 0 | 0 | [11 empty] | 399.9692
0 | PI0504-2041.1 |  |  | 0 | 0.059055 | 0 | 25 | 0.013 | 0 | 42.6038 | 36 | 379.9718 | UNKN | Conduit | 36 | 1 |  | 0 | 107.6391 | 107.6391 | 0.0010764 | Estuary | 0 | FIXED | 33.88 | PI0504-1661 | 0 | 0.40793 | SUBURBS | 0 | 0 | 0 | 1 | Cond | 20 | 32.8084 | 1 | N | 0 |  | CIRC | ROAD | 0.7874 | Full | 0 | Other |  | 0.059055 | 0 | 25 | 0.013 | 0.17 | FIXED | 35.43 | PI0504-2041 | 0 | 0 | 0 | 0 | 0 | 0 | 0 | 0 | 0 | 0 | 0 | [11 empty] | 379.9711
0 | PI1501-768.1 |  |  | 0 | 0.059055 | 0 | 25 | 0.013 | 0 | -5.4236 | 24 | 171.5016 | UNKN | Conduit | 24 | 1 |  | 0 | 107.6391 | 107.6391 | 0.0010764 | Estuary | 0 | FIXED | 33.5985 | PI1501-596 | 0 | -0.057462 | SUBURBS | 0 | 0 | 0 | 1 | Cond | 20 | 32.8084 | 1 | N | 0 |  | CIRC | ROAD | 0.7874 | Full | 0 | Other |  | 0.059055 | 0 | 25 | 0.013 | 0.5 | FIXED | 33.5 | PI1501-768 | 0 | 0 | 0 | 0 | 0 | 0 | 0 | 0 | 0 | 0 | 0 | [11 empty] | 171.5012
0 | PI3300-1847.1 |  |  | 0 | 0.059055 | 0 | 25 | 0.013 | 0 | 11.2797 | 24 | 185.0771 | UNKN | Conduit | 24 | 1 |  | 0 | 107.6391 | 107.6391 | 0.0010764 | Estuary | 0 | FIXED | 54.11 | PI1600-541 | 0 | 0.24855 | SUBURBS | 0 | 0 | 0 | 1 | Cond | 20 | 32.8084 | 1 | N | 0 |  | CIRC | ROAD | 0.7874 | Full | 0 | Other |  | 0.059055 | 0 | 25 | 0.013 | 0.25 | FIXED | 54.57 | PI3300-1847 | 0 | 0 | 0 | 0 | 0 | 0 | 0 | 0 | 0 | 0 | 0 | [11 empty] | 185.0767
0 | PI3001-77.1 |  |  | 0 | 0.059055 | 0 | 25 | 0.013 | 0 | 20.2093 | 24 | 77.4169 | UNKN | Conduit | 24 | 1 |  | 0 | 107.6391 | 107.6391 | 0.0010764 | Estuary | 0 | FIXED | 49.3823 | PI3000-1451 | 0 | 0.79783 | SUBURBS | 0 | 0 | 0 | 1 | Cond | 20 | 32.8084 | 1 | N | 0 |  | CIRC | ROAD | 0.7874 | Full | 0 | Other |  | 0.059055 | 0 | 25 | 0.013 | 0.5 | FIXED | 50 | PI3001-77 | 0 | 0 | 0 | 0 | 0 | 0 | 0 | 0 | 0 | 0 | 0 | [11 empty] | 77.4172
0 | PI1501-1030.1 |  |  | 0 | 0.059055 | 0 | 25 | 0.013 | 0 | 9.8843 | 24 | 261.9808 | UNKN | Conduit | 24 | 1 |  | 0 | 107.6391 | 107.6391 | 0.0010764 | Estuary | 0 | FIXED | 33.5 | PI1501-768 | 0 | 0.19085 | SUBURBS | 0 | 0 | 0 | 1 | Cond | 20 | 32.8084 | 1 | N | 0 |  | CIRC | ROAD | 0.7874 | Full | 0 | Other |  | 0.059055 | 0 | 25 | 0.013 | 0.83 | FIXED | 34 | PI1501-1030 | 0 | 0 | 0 | 0 | 0 | 0 | 0 | 0 | 0 | 0 | 0 | [11 empty] | 261.9805
0 | PI1400-644.1 |  |  | 0 | 0.059055 | 0 | 25 | 0.013 | 0 | 11.329 | 24 | 299.1371 | UNKN | Conduit | 24 | 1 |  | 0 | 107.6391 | 107.6391 | 0.0010764 | Estuary | 0 | FIXED | 29 | PI1400-345 | 0 | 0.25072 | SUBURBS | 0 | 0 | 0 | 1 | Cond | 20 | 32.8084 | 1 | N | 0 |  | CIRC | ROAD | 0.7874 | Full | 0 | Other |  | 0.059055 | 0 | 25 | 0.013 | 0.17 | FIXED | 29.75 | PI1400-644 | 0 | 0 | 0 | 0 | 0 | 0 | 0 | 0 | 0 | 0 | 0 | [11 empty] | 299.1362
0 | PI1100-1318.1 |  |  | 0 | 0.059055 | 0 | 25 | 0.013 | 0 | -14.7533 | 24 | 322.209 | UNKN | Conduit | 24 | 1 |  | 0 | 107.6391 | 107.6391 | 0.0010764 | Estuary | 0 | FIXED | 23.89 | PI1100-995 | 0 | -0.42519 | SUBURBS | 0 | 0 | 0 | 1 | Cond | 20 | 32.8084 | 1 | N | 0 |  | CIRC | ROAD | 0.7874 | Full | 0 | Other |  | 0.059055 | 0 | 25 | 0.013 | 0.75 | FIXED | 22.52 | PI1100-1318 | 0 | 0 | 0 | 0 | 0 | 0 | 0 | 0 | 0 | 0 | 0 | [11 empty] | 322.2086
0 | PI3000-1451.1 |  |  | 0 | 0.059055 | 0 | 25 | 0.013 | 0 | 14.3298 | 24 | 417.0548 | UNKN | Conduit | 24 | 1 |  | 0 | 107.6391 | 107.6391 | 0.0010764 | Estuary | 0 | FIXED | 47.7094 | PI3000-1034 | 0 | 0.40113 | SUBURBS | 0 | 0 | 0 | 1 | Cond | 20 | 32.8084 | 1 | N | 0 |  | CIRC | ROAD | 0.7874 | Full | 0 | Other |  | 0.059055 | 0 | 25 | 0.013 | 0.25 | FIXED | 49.3823 | PI3000-1451 | 0 | 0 | 0 | 0 | 0 | 0 | 0 | 0 | 0 | 0 | 0 | [11 empty] | 417.0541
0 | PI3901-68.1 |  |  | 0 | 0.059055 | 0 | 25 | 0.013 | 0 | 11.3403 | 24 | 67.6699 | UNKN | Conduit | 24 | 1 |  | 0 | 107.6391 | 107.6391 | 0.0010764 | Estuary | 0 | FIXED | 62.28 | PI3900-1100 | 0 | 0.25122 | SUBURBS | 0 | 0 | 0 | 1 | Cond | 20 | 32.8084 | 1 | N | 0 |  | CIRC | ROAD | 0.7874 | Full | 0 | Other |  | 0.059055 | 0 | 25 | 0.013 | 0.5 | FIXED | 62.45 | PI3901-68 | 0 | 0 | 0 | 0 | 0 | 0 | 0 | 0 | 0 | 0 | 0 | [11 empty] | 67.6721
0 | PI6800-1636.1 |  |  | 0 | 0.059055 | 0 | 25 | 0.013 | 0 | 11.2479 | 24 | 173.9874 | UNKN | Conduit | 24 | 1 |  | 0 | 107.6391 | 107.6391 | 0.0010764 | Estuary | 0 | FIXED | 15.42 | PI6800-1462 | 0 | 0.24714 | SUBURBS | 0 | 0 | 0 | 1 | Cond | 20 | 32.8084 | 1 | N | 0 |  | CIRC | ROAD | 0.7874 | Full | 0 | Other |  | 0.059055 | 0 | 25 | 0.013 | 0.17 | FIXED | 15.85 | PI6800-1636 | 0 | 0 | 0 | 0 | 0 | 0 | 0 | 0 | 0 | 0 | 0 | [11 empty] | 173.9875
0 | PI6800-1857.1 |  |  | 0 | 0.059055 | 0 | 25 | 0.013 | 0 | 17.4522 | 24 | 173.1134 | UNKN | Conduit | 24 | 1 |  | 0 | 107.6391 | 107.6391 | 0.0010764 | Estuary | 0 | FIXED | 15.91 | PI6800-1684 | 0 | 0.59499 | SUBURBS | 0 | 0 | 0 | 1 | Cond | 20 | 32.8084 | 1 | N | 0 |  | CIRC | ROAD | 0.7874 | Full | 0 | Other |  | 0.059055 | 0 | 25 | 0.013 | 0.17 | FIXED | 16.94 | PI6800-1857 | 0 | 0 | 0 | 0 | 0 | 0 | 0 | 0 | 0 | 0 | 0 | [11 empty] | 173.1125
0 | PI6800-2010.1 |  |  | 0 | 0.059055 | 0 | 25 | 0.013 | 0 | 11.546 | 24 | 153.6006 | UNKN | Conduit | 24 | 1 |  | 0 | 107.6391 | 107.6391 | 0.0010764 | Estuary | 0 | FIXED | 16.94 | PI6800-1857 | 0 | 0.26042 | SUBURBS | 0 | 0 | 0 | 1 | Cond | 20 | 32.8084 | 1 | N | 0 |  | CIRC | ROAD | 0.7874 | Full | 0 | Other |  | 0.059055 | 0 | 25 | 0.013 | 0.77 | FIXED | 17.34 | PI6800-2010 | 0 | 0 | 0 | 0 | 0 | 0 | 0 | 0 | 0 | 0 | 0 | [11 empty] | 153.6001
0 | PI8400-3163.1 |  |  | 0 | 0.059055 | 0 | 25 | 0.013 | 0 | 12.5565 | 24 | 308.4449 | UNKN | Conduit | 24 | 1 |  | 0 | 107.6391 | 107.6391 | 0.0010764 | Estuary | 0 | FIXED | 29.49 | PI8400-2854 | 0 | 0.308 | SUBURBS | 0 | 0 | 0 | 1 | Cond | 20 | 32.8084 | 1 | N | 0 |  | CIRC | ROAD | 0.7874 | Full | 0 | Other |  | 0.059055 | 0 | 25 | 0.013 | 0.17 | FIXED | 30.44 | PI8400-3163 | 0 | 0 | 0 | 0 | 0 | 0 | 0 | 0 | 0 | 0 | 0 | [11 empty] | 308.4443
0 | PI8400-1529.1 |  |  | 0 | 0.059055 | 0 | 25 | 0.013 | 0 | 6.8608 | 24 | 87.0021 | UNKN | Conduit | 24 | 1 |  | 0 | 107.6391 | 107.6391 | 0.0010764 | Estuary | 0 | FIXED | 25.56 | PI8400-1442 | 0 | 0.091952 | SUBURBS | 0 | 0 | 0 | 1 | Cond | 20 | 32.8084 | 1 | N | 0 |  | CIRC | ROAD | 0.7874 | Full | 0 | Other |  | 0.059055 | 0 | 25 | 0.013 | 0.17 | FIXED | 25.64 | PI8400-1529 | 0 | 0 | 0 | 0 | 0 | 0 | 0 | 0 | 0 | 0 | 0 | [11 empty] | 87.002
0 | PI8400-1646.1 |  |  | 0 | 0.059055 | 0 | 25 | 0.013 | 0 | 6.9374 | 24 | 117.0027 | UNKN | Conduit | 24 | 1 |  | 0 | 107.6391 | 107.6391 | 0.0010764 | Estuary | 0 | FIXED | 25.64 | PI8400-1529 | 0 | 0.094015 | SUBURBS | 0 | 0 | 0 | 1 | Cond | 20 | 32.8084 | 1 | N | 0 |  | CIRC | ROAD | 0.7874 | Full | 0 | Other |  | 0.059055 | 0 | 25 | 0.013 | 0.17 | FIXED | 25.75 | PI8400-1646 | 0 | 0 | 0 | 0 | 0 | 0 | 0 | 0 | 0 | 0 | 0 | [11 empty] | 117.002
0 | PI5500-760.1 |  |  | 0 | 0.059055 | 0 | 25 | 0.013 | 0 | -14.7408 | 24 | 277.9932 | UNKN | Conduit | 24 | 1 |  | 0 | 107.6391 | 107.6391 | 0.0010764 | Estuary | 0 | FIXED | 86.44 | PI5500-482 | 0 | -0.42447 | SUBURBS | 0 | 0 | 0 | 1 | Cond | 20 | 32.8084 | 1 | N | 0 |  | CIRC | ROAD | 0.7874 | Full | 0 | Other |  | 0.059055 | 0 | 25 | 0.013 | 0.17 | FIXED | 85.26 | PI5500-760 | 0 | 0 | 0 | 0 | 0 | 0 | 0 | 0 | 0 | 0 | 0 | [11 empty] | 273.0446
0 | PI5500-1205.1 |  |  | 0 | 0.059055 | 0 | 25 | 0.013 | 0 | 20.4073 | 24 | 444.9678 | UNKN | Conduit | 24 | 1 |  | 0 | 107.6391 | 107.6391 | 0.0010764 | Estuary | 0 | FIXED | 85.26 | PI5500-760 | 0 | 0.81354 | SUBURBS | 0 | 0 | 0 | 1 | Cond | 20 | 32.8084 | 1 | N | 0 |  | CIRC | ROAD | 0.7874 | Full | 0 | Other |  | 0.059055 | 0 | 25 | 0.013 | 0.18 | FIXED | 88.88 | PI5500-1205 | 0 | 0 | 0 | 0 | 0 | 0 | 0 | 0 | 0 | 0 | 0 | [11 empty] | 445.6429
0 | PI5500-482.1 |  |  | 0 | 0.059055 | 0 | 25 | 0.013 | 0 | 9.3072 | 24 | 29.5481 | UNKN | Conduit | 24 | 1 |  | 0 | 107.6391 | 107.6391 | 0.0010764 | Estuary | 0 | FIXED | 86.39 | PI5500-452 | 0 | 0.16922 | SUBURBS | 0 | 0 | 0 | 1 | Cond | 20 | 32.8084 | 1 | N | 0 |  | CIRC | ROAD | 0.7874 | Full | 0 | Other |  | 0.059055 | 0 | 25 | 0.013 | 0.5 | FIXED | 86.44 | PI5500-482 | 0 | 0 | 0 | 0 | 0 | 0 | 0 | 0 | 0 | 0 | 0 | [11 empty] | 29.5478
0 | PI2600-3117.1 |  |  | 0 | 0.059055 | 0 | 25 | 0.013 | 0 | 12.3263 | 24 | 426.8551 | UNKN | Conduit | 24 | 1 |  | 0 | 107.6391 | 107.6391 | 0.0010764 | Estuary | 0 | FIXED | 42.7331 | PI2600-2691 | 0 | 0.29681 | SUBURBS | 0 | 0 | 0 | 1 | Cond | 20 | 32.8084 | 1 | N | 0 |  | CIRC | ROAD | 0.7874 | Full | 0 | Other |  | 0.059055 | 0 | 25 | 0.013 | 0.5 | FIXED | 44 | PI2600-3117 | 0 | 0 | 0 | 0 | 0 | 0 | 0 | 0 | 0 | 0 | 0 | [11 empty] | 426.8222
0 | PI130101-800.1 |  |  | 0 | 0.059055 | 0 | 25 | 0.013 | 0 | 16.7401 | 24 | 133.246 | UNKN | Conduit | 24 | 1 |  | 0 | 107.6391 | 107.6391 | 0.0010764 | Estuary | 0 | FIXED | 27.8706 | PI130101-667 | 0 | 0.54742 | SUBURBS | 0 | 0 | 0 | 1 | Cond | 20 | 32.8084 | 1 | N | 0 |  | CIRC | ROAD | 0.7874 | Full | 0 | Other |  | 0.059055 | 0 | 25 | 0.013 | 0.75 | FIXED | 28.6 | PI130101-800 | 0 | 0 | 0 | 0 | 0 | 0 | 0 | 0 | 0 | 0 | 0 | [11 empty] | 133.2244
0 | PI9004-716.1 |  |  | 0 | 0.059055 | 0 | 25 | 0.013 | 0 | 11.3036 | 24 | 376.6048 | UNKN | Conduit | 24 | 1 |  | 0 | 107.6391 | 107.6391 | 0.0010764 | Estuary | 0 | FIXED | 57.05 | PI9004-339 | 0 | 0.2496 | SUBURBS | 0 | 0 | 0 | 1 | Cond | 20 | 32.8084 | 1 | N | 0 |  | CIRC | ROAD | 0.7874 | Full | 0 | Other |  | 0.059055 | 0 | 25 | 0.013 | 0.19 | FIXED | 57.99 | PI9004-716 | 0 | 0 | 0 | 0 | 0 | 0 | 0 | 0 | 0 | 0 | 0 | [11 empty] | 376.5381
0 | PI6904-284.1 |  |  | 0 | 0.059055 | 0 | 25 | 0.013 | 0 | 12.1158 | 24 | 254.5704 | UNKN | Conduit | 24 | 1 |  | 0 | 107.6391 | 107.6391 | 0.0010764 | Estuary | 0 | FIXED | 15.3 | PI6904-30 | 0 | 0.28676 | SUBURBS | 0 | 0 | 0 | 1 | Cond | 20 | 32.8084 | 1 | N | 0 |  | CIRC | ROAD | 0.7874 | Full | 0 | Other |  | 0.059055 | 0 | 25 | 0.013 | 0.28 | FIXED | 16.03 | PI6904-284 | 0 | 0 | 0 | 0 | 0 | 0 | 0 | 0 | 0 | 0 | 0 | [11 empty] | 254.57
0 | PI1600-541.1 |  |  | 0 | 0.059055 | 0 | 25 | 0.013 | 0 | 11.4195 | 24 | 512.2111 | UNKN | Conduit | 24 | 1 |  | 0 | 107.6391 | 107.6391 | 0.0010764 | Estuary | 0 | FIXED | 52.8052 | PI3300-1150 | 0 | 0.25474 | SUBURBS | 0 | 0 | 0 | 1 | Cond | 20 | 32.8084 | 1 | N | 0 |  | CIRC | ROAD | 0.7874 | Full | 0 | Other |  | 0.059055 | 0 | 25 | 0.013 | 0.75 | FIXED | 54.11 | PI1600-541 | 0 | 0 | 0 | 0 | 0 | 0 | 0 | 0 | 0 | 0 | 0 | [11 empty] | 512.1745
0 | PI6800-1684.1 |  |  | 0 | 0.059055 | 0 | 25 | 0.013 | 0 | 8.0702 | 24 | 47.16 | UNKN | Conduit | 24 | 1 |  | 0 | 107.6391 | 107.6391 | 0.0010764 | Estuary | 0 | FIXED | 15.85 | PI6800-1636 | 0 | 0.12723 | SUBURBS | 0 | 0 | 0 | 1 | Cond | 20 | 32.8084 | 1 | N | 0 |  | CIRC | ROAD | 0.7874 | Full | 0 | Other |  | 0.059055 | 0 | 25 | 0.013 | 0.17 | FIXED | 15.91 | PI6800-1684 | 0 | 0 | 0 | 0 | 0 | 0 | 0 | 0 | 0 | 0 | 0 | [11 empty] | 47.1599
0 | PI1201-202.1 |  |  | 0 | 0.059055 | 0 | 25 | 0.013 | 0 | 18.4761 | 24 | 202.4218 | UNKN | Conduit | 24 | 1 |  | 0 | 107.6391 | 107.6391 | 0.0010764 | Estuary | 0 | FIXED | 19.0016 | PI1200-462 | 0 | 0.66685 | SUBURBS | 0 | 0 | 0 | 1 | Cond | 20 | 32.8084 | 1 | N | 0 |  | CIRC | ROAD | 0.7874 | Full | 0 | Other |  | 0.059055 | 0 | 25 | 0.013 | 0.2 | FIXED | 20.3515 | PI1201-202 | 0 | 0 | 0 | 0 | 0 | 0 | 0 | 0 | 0 | 0 | 0 | [11 empty] | 202.422
0 | PI1400-883.1 |  |  | 0 | 0.059055 | 0 | 25 | 0.013 | 0 | -10.7164 | 24 | 239.3854 | UNKN | Conduit | 24 | 1 |  | 0 | 107.6391 | 107.6391 | 0.0010764 | Estuary | 0 | FIXED | 29.75 | PI1400-644 | 0 | -0.22434 | SUBURBS | 0 | 0 | 0 | 1 | Cond | 20 | 32.8084 | 1 | N | 0 |  | CIRC | ROAD | 0.7874 | Full | 0 | Other |  | 0.059055 | 0 | 25 | 0.013 | 0.25 | FIXED | 29.213 | PI1400-883 | 0 | 0 | 0 | 0 | 0 | 0 | 0 | 0 | 0 | 0 | 0 | [11 empty] | 239.3843
0 | PI1400-345.1 |  |  | 0 | 0.059055 | 0 | 25 | 0.013 | 0 | 11.3552 | 24 | 59.5518 | UNKN | Conduit | 24 | 1 |  | 0 | 107.6391 | 107.6391 | 0.0010764 | Estuary | 0 | FIXED | 28.85 | PI1400-285 | 0 | 0.25188 | SUBURBS | 0 | 0 | 0 | 1 | Cond | 20 | 32.8084 | 1 | N | 0 |  | CIRC | ROAD | 0.7874 | Full | 0 | Other |  | 0.059055 | 0 | 25 | 0.013 | 0.28 | FIXED | 29 | PI1400-345 | 0 | 0 | 0 | 0 | 0 | 0 | 0 | 0 | 0 | 0 | 0 | [11 empty] | 59.5519
0 | PI1100-1495.1 |  |  | 0 | 0.059055 | 0 | 25 | 0.013 | 0 | 10.2541 | 24 | 146.0568 | UNKN | Conduit | 24 | 1 |  | 0 | 107.6391 | 107.6391 | 0.0010764 | Estuary | 0 | FIXED | 22.6 | PI1100-1349 | 0 | 0.2054 | SUBURBS | 0 | 0 | 0 | 1 | Cond | 20 | 32.8084 | 1 | N | 0 |  | CIRC | ROAD | 0.7874 | Full | 0 | Other |  | 0.059055 | 0 | 25 | 0.013 | 0.25 | FIXED | 22.9 | PI1100-1495 | 0 | 0 | 0 | 0 | 0 | 0 | 0 | 0 | 0 | 0 | 0 | [11 empty] | 146.0566
0 | PI1100-1349.1 |  |  | 0 | 0.059055 | 0 | 25 | 0.013 | 0 | 11.4941 | 24 | 30.998 | UNKN | Conduit | 24 | 1 |  | 0 | 107.6391 | 107.6391 | 0.0010764 | Estuary | 0 | FIXED | 22.52 | PI1100-1318 | 0 | 0.25808 | SUBURBS | 0 | 0 | 0 | 1 | Cond | 20 | 32.8084 | 1 | N | 0 |  | CIRC | ROAD | 0.7874 | Full | 0 | Other |  | 0.059055 | 0 | 25 | 0.013 | 0.75 | FIXED | 22.6 | PI1100-1349 | 0 | 0 | 0 | 0 | 0 | 0 | 0 | 0 | 0 | 0 | 0 | [11 empty] | 30.998
0 | PI1100-1973.1 |  |  | 0 | 0.059055 | 0 | 25 | 0.013 | 0 | 11.3023 | 24 | 208.3824 | UNKN | Conduit | 24 | 1 |  | 0 | 107.6391 | 107.6391 | 0.0010764 | Estuary | 0 | FIXED | 23.19 | PI1100-1765 | 0 | 0.24954 | SUBURBS | 0 | 0 | 0 | 1 | Cond | 20 | 32.8084 | 1 | N | 0 |  | CIRC | ROAD | 0.7874 | Full | 0 | Other |  | 0.059055 | 0 | 25 | 0.013 | 0.17 | FIXED | 23.71 | PI1100-1973 | 0 | 0 | 0 | 0 | 0 | 0 | 0 | 0 | 0 | 0 | 0 | [11 empty] | 208.6827
0 | PI1100-2008.1 |  |  | 0 | 0.059055 | 0 | 25 | 0.013 | 0 | 3.8421 | 24 | 34.6777 | UNKN | Conduit | 24 | 1 |  | 0 | 107.6391 | 107.6391 | 0.0010764 | Estuary | 0 | FIXED | 23.71 | PI1100-1973 | 0 | 0.028837 | SUBURBS | 0 | 0 | 0 | 1 | Cond | 20 | 32.8084 | 1 | N | 0 |  | CIRC | ROAD | 0.7874 | Full | 0 | Other |  | 0.059055 | 0 | 25 | 0.013 | 0.25 | FIXED | 23.72 | PI1100-2008 | 0 | 0 | 0 | 0 | 0 | 0 | 0 | 0 | 0 | 0 | 0 | [11 empty] | 34.3589
0 | PI1500-3234.1 |  |  | 0 | 0.059055 | 0 | 25 | 0.013 | 0 | 25.0072 | 30 | 148 | UNKN | Conduit | 30 | 1 |  | 0 | 107.6391 | 107.6391 | 0.0010764 | Estuary | 0 | FIXED | 36.98 | PI1500-3082 | 0 | 0.37162 | SUBURBS | 0 | 0 | 0 | 1 | Cond | 20 | 32.8084 | 1 | N | 0 |  | CIRC | ROAD | 0.7874 | Full | 0 | Other |  | 0.059055 | 0 | 25 | 0.013 | 0.26 | FIXED | 37.53 | PI1500-3234 | 0 | 0 | 0 | 0 | 0 | 0 | 0 | 0 | 0 | 0 | 0 | [11 empty] | 151.6738
0 | PI1100-995.1 |  |  | 0 | 0.059055 | 0 | 25 | 0.013 | 0 | 50.4804 | 24 | 95.2194 | UNKN | Conduit | 24 | 1 |  | 0 | 107.6391 | 107.6391 | 0.0010764 | Estuary | 0 | FIXED | 19.15 | PI1100-900 | 0 | 4.978 | SUBURBS | 0 | 0 | 0 | 1 | Cond | 20 | 32.8084 | 1 | N | 0 |  | CIRC | ROAD | 0.7874 | Full | 0 | Other |  | 0.059055 | 0 | 25 | 0.013 | 0.17 | FIXED | 23.89 | PI1100-995 | 0 | 0 | 0 | 0 | 0 | 0 | 0 | 0 | 0 | 0 | 0 | [11 empty] | 95.219
0 | PI2100-30.1 |  |  | 0 | 0.059055 | 0 | 25 | 0.013 | 0 | 23.7232 | 24 | 21.8301 | UNKN | Conduit | 24 | 1 |  | 0 | 107.6391 | 107.6391 | 0.0010764 | Estuary | 1 | FIXED | 23.13 | CC0200-1549 | 0 | 1.0994 | SUBURBS | 0 | 0 | 0 | 1 | Cond | 20 | 32.8084 | 1 | N | 0 |  | CIRC | ROAD | 0.7874 | Full | 0 | Other |  | 0.059055 | 0 | 25 | 0.013 | 0.5 | FIXED | 23.37 | PI2100-30 | 0 | 0 | 0 | 0 | 0 | 0 | 0 | 0 | 0 | 0 | 0 | [11 empty] | 29.9416
0 | PI0300-9766.1 |  |  | 0 | 0.059055 | 0 | 25 | 0.013 | 0 | 14.3983 | 24 | 182.7256 | UNKN | Conduit | 24 | 1 |  | 0 | 107.6391 | 107.6391 | 0.0010764 | Estuary | 0 | FIXED | 21.12 | PI0300-9583 | 0 | 0.40498 | SUBURBS | 0 | 0 | 0 | 1 | Cond | 20 | 32.8084 | 1 | N | 0 |  | CIRC | ROAD | 0.7874 | Full | 0 | Other |  | 0.059055 | 0 | 25 | 0.013 | 0.17 | FIXED | 21.86 | PI0300-9766 | 0 | 0 | 0 | 0 | 0 | 0 | 0 | 0 | 0 | 0 | 0 | [11 empty] | 182.6671
0 | PI5700-1276.1 |  |  | 0 | 0.059055 | 0 | 25 | 0.013 | 0 | 25.065 | 24 | 441.6294 | UNKN | Conduit | 24 | 1 |  | 0 | 107.6391 | 107.6391 | 0.0010764 | Estuary | 0 | FIXED | 36 | PI5700-834 | 0 | 1.2273 | SUBURBS | 0 | 0 | 0 | 1 | Cond | 20 | 32.8084 | 1 | N | 0 |  | CIRC | ROAD | 0.7874 | Full | 0 | Other |  | 0.059055 | 0 | 25 | 0.013 | 0.83 | FIXED | 41.42 | PI5700-1276 | 0 | 0 | 0 | 0 | 0 | 0 | 0 | 0 | 0 | 0 | 0 | [11 empty] | 441.5768
0 | PI5804-249.1 |  |  | 0 | 0.059055 | 0 | 25 | 0.013 | 0 | 6.8784 | 24 | 248.8563 | UNKN | Conduit | 24 | 1 |  | 0 | 107.6391 | 107.6391 | 0.0010764 | Estuary | 0 | FIXED | 44.77 | PI5800-1805 | 0 | 0.092423 | SUBURBS | 0 | 0 | 0 | 1 | Cond | 20 | 32.8084 | 1 | N | 0 |  | CIRC | ROAD | 0.7874 | Full | 0 | Other |  | 0.059055 | 0 | 25 | 0.013 | 0.25 | FIXED | 45 | PI5804-249 | 0 | 0 | 0 | 0 | 0 | 0 | 0 | 0 | 0 | 0 | 0 | [11 empty] | 248.8396
0 | PI0504-3096.1 |  |  | 0 | 0.059055 | 0 | 25 | 0.013 | 0 | 27.5738 | 36 | 339.4304 | UNKN | Conduit | 36 | 1 |  | 0 | 107.6391 | 107.6391 | 0.0010764 | Estuary | 0 | FIXED | 36.71 | PI0504-2757 | 0 | 0.17087 | SUBURBS | 0 | 0 | 0 | 1 | Cond | 20 | 32.8084 | 1 | N | 0 |  | CIRC | ROAD | 0.7874 | Full | 0 | Other |  | 0.059055 | 0 | 25 | 0.013 | 0.83 | FIXED | 37.29 | PI0504-3096 | 0 | 0 | 0 | 0 | 0 | 0 | 0 | 0 | 0 | 0 | 0 | [11 empty] | 339.4288
0 | PI1200-1654.1 |  |  | 0 | 0.059055 | 0 | 25 | 0.013 | 0 | 11.3178 | 24 | 751.3229 | UNKN | Conduit | 24 | 1 |  | 0 | 107.6391 | 107.6391 | 0.0010764 | Estuary | 0 | FIXED | 17.74 | PI1200-902 | 0 | 0.25023 | SUBURBS | 0 | 0 | 0 | 1 | Cond | 20 | 32.8084 | 1 | N | 0 |  | CIRC | ROAD | 0.7874 | Full | 0 | Other |  | 0.059055 | 0 | 25 | 0.013 | 0.17 | FIXED | 19.62 | PI1200-1654 | 0 | 0 | 0 | 0 | 0 | 0 | 0 | 0 | 0 | 0 | 0 | [11 empty] | 751.3217
0 | PI1200-1943.1 |  |  | 0 | 0.059055 | 0 | 25 | 0.013 | 0 | 11.2865 | 24 | 289.3393 | UNKN | Conduit | 24 | 1 |  | 0 | 107.6391 | 107.6391 | 0.0010764 | Estuary | 0 | FIXED | 19.62 | PI1200-1654 | 0 | 0.24884 | SUBURBS | 0 | 0 | 0 | 1 | Cond | 20 | 32.8084 | 1 | N | 0 |  | CIRC | ROAD | 0.7874 | Full | 0 | Other |  | 0.059055 | 0 | 25 | 0.013 | 0.25 | FIXED | 20.34 | PI1200-1943 | 0 | 0 | 0 | 0 | 0 | 0 | 0 | 0 | 0 | 0 | 0 | [11 empty] | 289.3393
0 | PI1101-138.1 |  |  | 0 | 0.059055 | 0 | 25 | 0.013 | 0 | 11.3836 | 24 | 138.2621 | UNKN | Conduit | 24 | 1 |  | 0 | 107.6391 | 107.6391 | 0.0010764 | Estuary | 0 | FIXED | 17.12 | PI1100-375 | 0 | 0.25314 | SUBURBS | 0 | 0 | 0 | 1 | Cond | 20 | 32.8084 | 1 | N | 0 |  | CIRC | ROAD | 0.7874 | Full | 0 | Other |  | 0.059055 | 0 | 25 | 0.013 | 0.5 | FIXED | 17.47 | PI1101-138 | 0 | 0 | 0 | 0 | 0 | 0 | 0 | 0 | 0 | 0 | 0 | [11 empty] | 138.2625
0 | PI0300-10914.1 |  |  | 0 | 0.059055 | 0 | 25 | 0.013 | 0 | -15.3083 | 24 | 257.7644 | UNKN | Conduit | 24 | 1 |  | 0 | 107.6391 | 107.6391 | 0.0010764 | Estuary | 0 | FIXED | 27.79 | PI0300-10656 | 0 | -0.45778 | SUBURBS | 0 | 0 | 0 | 1 | Cond | 20 | 32.8084 | 1 | N | 0 |  | CIRC | ROAD | 0.7874 | Full | 0 | Other |  | 0.059055 | 0 | 25 | 0.013 | 0.17 | FIXED | 26.61 | PI0300-10914 | 0 | 0 | 0 | 0 | 0 | 0 | 0 | 0 | 0 | 0 | 0 | [11 empty] | 257.7263
0 | PI0300-10656.1 |  |  | 0 | 0.059055 | 0 | 25 | 0.013 | 0 | 26.09 | 24 | 191.0199 | UNKN | Conduit | 24 | 1 |  | 0 | 107.6391 | 107.6391 | 0.0010764 | Estuary | 0 | FIXED | 25.25 | PI0300-10465 | 0 | 1.3297 | SUBURBS | 0 | 0 | 0 | 1 | Cond | 20 | 32.8084 | 1 | N | 0 |  | CIRC | ROAD | 0.7874 | Full | 0 | Other |  | 0.059055 | 0 | 25 | 0.013 | 0.17 | FIXED | 27.79 | PI0300-10656 | 0 | 0 | 0 | 0 | 0 | 0 | 0 | 0 | 0 | 0 | 0 | [11 empty] | 191.0188
0 | PI0300-10070.1 |  |  | 0 | 0.059055 | 0 | 25 | 0.013 | 0 | 11.6902 | 24 | 303.4114 | UNKN | Conduit | 24 | 1 |  | 0 | 107.6391 | 107.6391 | 0.0010764 | Estuary | 0 | FIXED | 21.86 | PI0300-9766 | 0 | 0.26696 | SUBURBS | 0 | 0 | 0 | 1 | Cond | 20 | 32.8084 | 1 | N | 0 |  | CIRC | ROAD | 0.7874 | Full | 0 | Other |  | 0.059055 | 0 | 25 | 0.013 | 0.17 | FIXED | 22.67 | PI0300-10070 | 0 | 0 | 0 | 0 | 0 | 0 | 0 | 0 | 0 | 0 | 0 | [11 empty] | 303.299
0 | PI0300-10465.1 |  |  | 0 | 0.059055 | 0 | 25 | 0.013 | 0 | 27.7562 | 24 | 126.2489 | UNKN | Conduit | 24 | 1 |  | 0 | 107.6391 | 107.6391 | 0.0010764 | Estuary | 0 | FIXED | 23.35 | PI0300-10339 | 0 | 1.505 | SUBURBS | 0 | 0 | 0 | 1 | Cond | 20 | 32.8084 | 1 | N | 0 |  | CIRC | ROAD | 0.7874 | Full | 0 | Other |  | 0.059055 | 0 | 25 | 0.013 | 0.75 | FIXED | 25.25 | PI0300-10465 | 0 | 0 | 0 | 0 | 0 | 0 | 0 | 0 | 0 | 0 | 0 | [11 empty] | 126.2491
0 | PI0300-10339.1 |  |  | 0 | 0.059055 | 0 | 25 | 0.013 | 0 | 11.3673 | 24 | 269.3941 | UNKN | Conduit | 24 | 1 |  | 0 | 107.6391 | 107.6391 | 0.0010764 | Estuary | 0 | FIXED | 22.67 | PI0300-10070 | 0 | 0.25242 | SUBURBS | 0 | 0 | 0 | 1 | Cond | 20 | 32.8084 | 1 | N | 0 |  | CIRC | ROAD | 0.7874 | Full | 0 | Other |  | 0.059055 | 0 | 25 | 0.013 | 0.75 | FIXED | 23.35 | PI0300-10339 | 0 | 0 | 0 | 0 | 0 | 0 | 0 | 0 | 0 | 0 | 0 | [11 empty] | 269.3927
0 | PI1600-541.2 |  |  | 0 | 0.059055 | 0 | 25 | 0.013 | 0 | 11.2797 | 24 | 315.3325 | UNKN | Conduit | 24 | 1 |  | 0 | 107.6391 | 107.6391 | 0.0010764 | Estuary | 0 | FIXED | 53.3263 | PI1600-225 | 0 | 0.24855 | SUBURBS | 0 | 0 | 0 | 2 | Cond | 20 | 32.8084 | 1 | N | 0 |  | CIRC | ROAD | 0.7874 | Full | 0 | Other |  | 0.059055 | 0 | 25 | 0.013 | 0.5 | FIXED | 54.11 | PI1600-541 | 0 | 0 | 0 | 0 | 0 | 0 | 0 | 0 | 0 | 0 | 0 | [11 empty] | 315.3324
0 | PI3000-1034.1 |  |  | 0 | 0.059055 | 0 | 25 | 0.013 | 0 | 14.3298 | 24 | 306.7891 | UNKN | Conduit | 24 | 1 |  | 0 | 107.6391 | 107.6391 | 0.0010764 | Estuary | 0 | FIXED | 46.4788 | PI3000-727 | 0 | 0.40113 | SUBURBS | 0 | 0 | 0 | 1 | Cond | 20 | 32.8084 | 1 | N | 0 |  | CIRC | ROAD | 0.7874 | Full | 0 | Other |  | 0.059055 | 0 | 25 | 0.013 | 0.17 | FIXED | 47.7094 | PI3000-1034 | 0 | 0 | 0 | 0 | 0 | 0 | 0 | 0 | 0 | 0 | 0 | [11 empty] | 306.789
0 | PI3000-727.1 |  |  | 0 | 0.059055 | 0 | 25 | 0.013 | 0 | 14.3298 | 24 | 311.2196 | UNKN | Conduit | 24 | 1 |  | 0 | 107.6391 | 107.6391 | 0.0010764 | Estuary | 0 | FIXED | 45.2304 | PI3000-416 | 0 | 0.40113 | SUBURBS | 0 | 0 | 0 | 1 | Cond | 20 | 32.8084 | 1 | N | 0 |  | CIRC | ROAD | 0.7874 | Full | 0 | Other |  | 0.059055 | 0 | 25 | 0.013 | 0.17 | FIXED | 46.4788 | PI3000-727 | 0 | 0 | 0 | 0 | 0 | 0 | 0 | 0 | 0 | 0 | 0 | [11 empty] | 311.219
0 | PI3000-416.1 |  |  | 0 | 0.059055 | 0 | 25 | 0.013 | 0 | 14.3298 | 24 | 259.3544 | UNKN | Conduit | 24 | 1 |  | 0 | 107.6391 | 107.6391 | 0.0010764 | Estuary | 0 | FIXED | 44.19 | PI3000-156 | 0 | 0.40113 | SUBURBS | 0 | 0 | 0 | 1 | Cond | 20 | 32.8084 | 1 | N | 0 |  | CIRC | ROAD | 0.7874 | Full | 0 | Other |  | 0.059055 | 0 | 25 | 0.013 | 0.17 | FIXED | 45.2304 | PI3000-416 | 0 | 0 | 0 | 0 | 0 | 0 | 0 | 0 | 0 | 0 | 0 | [11 empty] | 259.3535
0 | PI1500-3904.1 |  |  | 0 | 0.059055 | 0 | 25 | 0.013 | 0 | 29.9731 | 24 | 173.2046 | UNKN | Conduit | 24 | 1 |  | 0 | 107.6391 | 107.6391 | 0.0010764 | Estuary | 0 | FIXED | 38.79 | PI1500-3731 | 0 | 1.755 | SUBURBS | 0 | 0 | 0 | 1 | Cond | 20 | 32.8084 | 1 | N | 0 |  | CIRC | ROAD | 0.7874 | Full | 0 | Other |  | 0.059055 | 0 | 25 | 0.013 | 0.36 | FIXED | 41.8297 | PI1500-3904 | 0 | 0 | 0 | 0 | 0 | 0 | 0 | 0 | 0 | 0 | 0 | [11 empty] | 173.2038
0 | PI1500-3082.1 |  |  | 0 | 0.059055 | 0 | 25 | 0.013 | 0 | 13.7926 | 24 | 182.3107 | UNKN | Conduit | 24 | 1 |  | 0 | 107.6391 | 107.6391 | 0.0010764 | Estuary | 0 | FIXED | 36.3025 | PI1500-2900 | 0 | 0.37162 | SUBURBS | 0 | 0 | 0 | 1 | Cond | 20 | 32.8084 | 1 | N | 0 |  | CIRC | ROAD | 0.7874 | Full | 0 | Other |  | 0.059055 | 0 | 25 | 0.013 | 0.26 | FIXED | 36.98 | PI1500-3082 | 0 | 0 | 0 | 0 | 0 | 0 | 0 | 0 | 0 | 0 | 0 | [11 empty] | 182.3106
0 | PI1100-1765.1 |  |  | 0 | 0.059055 | 0 | 25 | 0.013 | 0 | 6.6167 | 24 | 233.8501 | UNKN | Conduit | 24 | 1 |  | 0 | 107.6391 | 107.6391 | 0.0010764 | Estuary | 0 | FIXED | 22.99 | PI1100-1531 | 0 | 0.085525 | SUBURBS | 0 | 0 | 0 | 1 | Cond | 20 | 32.8084 | 1 | N | 0 |  | CIRC | ROAD | 0.7874 | Full | 0 | Other |  | 0.059055 | 0 | 25 | 0.013 | 0.17 | FIXED | 23.19 | PI1100-1765 | 0 | 0 | 0 | 0 | 0 | 0 | 0 | 0 | 0 | 0 | 0 | [11 empty] | 233.8501
0 | PI1100-1531.1 |  |  | 0 | 0.059055 | 0 | 25 | 0.013 | 0 | 11.291 | 24 | 36.1385 | UNKN | Conduit | 24 | 1 |  | 0 | 107.6391 | 107.6391 | 0.0010764 | Estuary | 0 | FIXED | 22.9 | PI1100-1495 | 0 | 0.24904 | SUBURBS | 0 | 0 | 0 | 1 | Cond | 20 | 32.8084 | 1 | N | 0 |  | CIRC | ROAD | 0.7874 | Full | 0 | Other |  | 0.059055 | 0 | 25 | 0.013 | 0.17 | FIXED | 22.99 | PI1100-1531 | 0 | 0 | 0 | 0 | 0 | 0 | 0 | 0 | 0 | 0 | 0 | [11 empty] | 36.1385
0 | PI6606-106.1 |  |  | 0 | 0.059055 | 0 | 25 | 0.013 | 0 | 11.4031 | 24 | 106.2947 | UNKN | Conduit | 24 | 1 |  | 0 | 107.6391 | 107.6391 | 0.0010764 | Estuary | 0 | FIXED | 14.6 | PI6600-5304 | 0 | 0.25401 | SUBURBS | 0 | 0 | 0 | 1 | Cond | 20 | 32.8084 | 1 | N | 0 |  | CIRC | ROAD | 0.7874 | Full | 0 | Other |  | 0.059055 | 0 | 25 | 0.013 | 0.5 | FIXED | 14.87 | PI6606-106 | 0 | 0 | 0 | 0 | 0 | 0 | 0 | 0 | 0 | 0 | 0 | [11 empty] | 106.2941
0 | PI6600-4697.1 |  |  | 0 | 0.059055 | 0 | 25 | 0.013 | 0 | 43.9529 | 24 | 67.3056 | UNKN | Conduit | 24 | 1 |  | 0 | 107.6391 | 107.6391 | 0.0010764 | Estuary | 0 | FIXED | 10.52 | PI6600-4630 | 0 | 3.7738 | SUBURBS | 0 | 0 | 0 | 1 | Cond | 20 | 32.8084 | 1 | N | 0 |  | CIRC | ROAD | 0.7874 | Full | 0 | Other |  | 0.059055 | 0 | 25 | 0.013 | 0.72 | FIXED | 13.06 | PI6600-4697 | 0 | 0 | 0 | 0 | 0 | 0 | 0 | 0 | 0 | 0 | 0 | [11 empty] | 67.3059
0 | PI6600-5304.1 |  |  | 0 | 0.059055 | 0 | 25 | 0.013 | 0 | 11.5233 | 24 | 285.2783 | UNKN | Conduit | 24 | 1 |  | 0 | 107.6391 | 107.6391 | 0.0010764 | Estuary | 0 | FIXED | 13.86 | PI6600-5019 | 0 | 0.2594 | SUBURBS | 0 | 0 | 0 | 1 | Cond | 20 | 32.8084 | 1 | N | 0 |  | CIRC | ROAD | 0.7874 | Full | 0 | Other |  | 0.059055 | 0 | 25 | 0.013 | 0.25 | FIXED | 14.6 | PI6600-5304 | 0 | 0 | 0 | 0 | 0 | 0 | 0 | 0 | 0 | 0 | 0 | [11 empty] | 285.2779
0 | PI6600-5019.1 |  |  | 0 | 0.059055 | 0 | 25 | 0.013 | 0 | 11.2828 | 24 | 321.697 | UNKN | Conduit | 24 | 1 |  | 0 | 107.6391 | 107.6391 | 0.0010764 | Estuary | 0 | FIXED | 13.06 | PI6600-4697 | 0 | 0.24868 | SUBURBS | 0 | 0 | 0 | 1 | Cond | 20 | 32.8084 | 1 | N | 0 |  | CIRC | ROAD | 0.7874 | Full | 0 | Other |  | 0.059055 | 0 | 25 | 0.013 | 0.22 | FIXED | 13.86 | PI6600-5019 | 0 | 0 | 0 | 0 | 0 | 0 | 0 | 0 | 0 | 0 | 0 | [11 empty] | 321.6958
0 | PI1500-4002.1 |  |  | 0 | 0.059055 | 0 | 25 | 0.013 | 0 | 11.1943 | 24 | 49.0208 | UNKN | Conduit | 24 | 1 |  | 0 | 107.6391 | 107.6391 | 0.0010764 | Estuary | 0 | FIXED | 42.69 | PI1500-3953 | 0 | 0.24479 | SUBURBS | 0 | 0 | 0 | 1 | Cond | 20 | 32.8084 | 1 | N | 0 |  | CIRC | ROAD | 0.7874 | Full | 0 | Other |  | 0.059055 | 0 | 25 | 0.013 | 0.64 | FIXED | 42.81 | PI1500-4002 | 0 | 0 | 0 | 0 | 0 | 0 | 0 | 0 | 0 | 0 | 0 | [11 empty] | 49.021
0 | PI1201-252.1 |  |  | 0 | 0.059055 | 0 | 25 | 0.013 | 0 | 18.4761 | 24 | 49.2234 | UNKN | Conduit | 24 | 1 |  | 0 | 107.6391 | 107.6391 | 0.0010764 | Estuary | 0 | FIXED | 20.3515 | PI1201-202 | 0 | 0.66685 | SUBURBS | 0 | 0 | 0 | 1 | Cond | 20 | 32.8084 | 1 | N | 0 |  | CIRC | ROAD | 0.7874 | Full | 0 | Other |  | 0.059055 | 0 | 25 | 0.013 | 0.5 | FIXED | 20.6797 | PI1201-252 | 0 | 0 | 0 | 0 | 0 | 0 | 0 | 0 | 0 | 0 | 0 | [11 empty] | 49.2224
0 | PI8400-1181.1 |  |  | 0 | 0.059055 | 0 | 25 | 0.013 | 0 | 14.2271 | 24 | 435 | UNKN | Conduit | 24 | 1 |  | 0 | 107.6391 | 107.6391 | 0.0010764 | Estuary | 0 | FIXED | 20.22 | PI8400-821 | 0 | 0.098851 | SUBURBS | 0 | 0 | 0 | 1 | Cond | 20 | 32.8084 | 2 | N | 0 |  | CIRC | ROAD | 0.7874 | Full | 0 | Other |  | 0.059055 | 0 | 25 | 0.013 | 0.43 | FIXED | 20.65 | PI8400-1181 | 0 | 0 | 0 | 0 | 0 | 0 | 0 | 0 | 0 | 0 | 0 | [11 empty] | 359.9423
0 | PI8400-821.1 |  |  | 0 | 0.059055 | 0 | 25 | 0.013 | 0 | 13.9647 | 24 | 42 | UNKN | Conduit | 24 | 1 |  | 0 | 107.6391 | 107.6391 | 0.0010764 | Estuary | 0 | FIXED | 20.18 | PI8400-791 | 0 | 0.095238 | SUBURBS | 0 | 0 | 0 | 1 | Cond | 20 | 32.8084 | 2 | N | 0 |  | CIRC | ROAD | 0.7874 | Full | 0 | Other |  | 0.059055 | 0 | 25 | 0.013 | 0.35 | FIXED | 20.22 | PI8400-821 | 0 | 0 | 0 | 0 | 0 | 0 | 0 | 0 | 0 | 0 | 0 | [11 empty] | 30.6295
0 | PI8400-791.1 |  |  | 0 | 0.059055 | 0 | 25 | 0.013 | 0 | 14.1587 | 24 | 143 | UNKN | Conduit | 24 | 1 |  | 0 | 107.6391 | 107.6391 | 0.0010764 | Estuary | 0 | FIXED | 20.04 | PI8400-584 | 0 | 0.097902 | SUBURBS | 0 | 0 | 0 | 1 | Cond | 20 | 32.8084 | 2 | N | 0 |  | CIRC | ROAD | 0.7874 | Full | 0 | Other |  | 0.059055 | 0 | 25 | 0.013 | 0.34 | FIXED | 20.18 | PI8400-791 | 0 | 0 | 0 | 0 | 0 | 0 | 0 | 0 | 0 | 0 | 0 | [11 empty] | 207.163
0 | PI0504-2441.1 |  |  | 0 | 0.059055 | 0 | 25 | 0.013 | 0 | 27.5042 | 36 | 399.97 | UNKN | Conduit | 36 | 1 |  | 0 | 107.6391 | 107.6391 | 0.0010764 | Estuary | 0 | FIXED | 35.43 | PI0504-2041 | 0 | 0.17001 | SUBURBS | 0 | 0 | 0 | 1 | Cond | 20 | 32.8084 | 1 | N | 0 |  | CIRC | ROAD | 0.7874 | Full | 0 | Other |  | 0.059055 | 0 | 25 | 0.013 | 0.17 | FIXED | 36.11 | PI0504-2441 | 0 | 0 | 0 | 0 | 0 | 0 | 0 | 0 | 0 | 0 | 0 | [11 empty] | 399.9691
0 | PI6600-4630.1 |  |  | 0 | 0.059055 | 0 | 25 | 0.013 | 0 | 11.3251 | 24 | 734.3947 | UNKN | Conduit | 24 | 1 |  | 0 | 107.6391 | 107.6391 | 0.0010764 | Estuary | 0 | FIXED | 8.68 | PI6600-3895 | 0 | 0.25055 | SUBURBS | 0 | 0 | 0 | 1 | Cond | 20 | 32.8084 | 1 | N | 0 |  | CIRC | ROAD | 0.7874 | Full | 0 | Other |  | 0.059055 | 0 | 25 | 0.013 | 0.18 | FIXED | 10.52 | PI6600-4630 | 0 | 0 | 0 | 0 | 0 | 0 | 0 | 0 | 0 | 0 | 0 | [11 empty] | 734.3934
0 | PI8400-2854.2 |  |  | 0 | 0.059055 | 0 | 25 | 0.013 | 0 | 16.6692 | 24 | 40.531 | UNKN | Conduit | 24 | 1 |  | 0 | 107.6391 | 107.6391 | 0.0010764 | Estuary | 0 | FIXED | 29.27 | PI8400-2814 | 0 | 0.54279 | SUBURBS | 0 | 0 | 0 | 2 | Cond | 20 | 32.8084 | 1 | N | 0 |  | CIRC | ROAD | 0.7874 | Full | 0 | Other |  | 0.059055 | 0 | 25 | 0.013 | 0.5 | FIXED | 29.49 | PI8400-2854 | 0 | 0 | 0 | 0 | 0 | 0 | 0 | 0 | 0 | 0 | 0 | [11 empty] | 40.5302
0 | PI8400-2814.1 |  |  | 0 | 0.059055 | 0 | 25 | 0.013 | 0 | 12.0152 | 24 | 361.687 | UNKN | Conduit | 24 | 1 |  | 0 | 107.6391 | 107.6391 | 0.0010764 | Estuary | 0 | FIXED | 28.25 | PI8400-2452 | 0 | 0.28201 | SUBURBS | 0 | 0 | 0 | 1 | Cond | 20 | 32.8084 | 1 | N | 0 |  | CIRC | ROAD | 0.7874 | Full | 0 | Other |  | 0.059055 | 0 | 25 | 0.013 | 0.17 | FIXED | 29.27 | PI8400-2814 | 0 | 0 | 0 | 0 | 0 | 0 | 0 | 0 | 0 | 0 | 0 | [11 empty] | 361.6864
0 | PI8400-2452.1 |  |  | 0 | 0.059055 | 0 | 25 | 0.013 | 0 | 25.5917 | 24 | 15.6323 | UNKN | Conduit | 24 | 1 |  | 0 | 107.6391 | 107.6391 | 0.0010764 | Estuary | 0 | FIXED | 28.05 | PI8400-2436 | 0 | 1.2794 | SUBURBS | 0 | 0 | 0 | 1 | Cond | 20 | 32.8084 | 1 | N | 0 |  | CIRC | ROAD | 0.7874 | Full | 0 | Other |  | 0.059055 | 0 | 25 | 0.013 | 0.39 | FIXED | 28.25 | PI8400-2452 | 0 | 0 | 0 | 0 | 0 | 0 | 0 | 0 | 0 | 0 | 0 | [11 empty] | 15.6329
0 | PI8400-2436.1 |  |  | 0 | 0.059055 | 0 | 25 | 0.013 | 0 | 12.917 | 24 | 67.4982 | UNKN | Conduit | 24 | 1 |  | 0 | 107.6391 | 107.6391 | 0.0010764 | Estuary | 0 | FIXED | 27.83 | PI8400-2369 | 0 | 0.32593 | SUBURBS | 0 | 0 | 0 | 1 | Cond | 20 | 32.8084 | 1 | N | 0 |  | CIRC | ROAD | 0.7874 | Full | 0 | Other |  | 0.059055 | 0 | 25 | 0.013 | 0.39 | FIXED | 28.05 | PI8400-2436 | 0 | 0 | 0 | 0 | 0 | 0 | 0 | 0 | 0 | 0 | 0 | [11 empty] | 67.498
0 | PI8400-1442.1 |  |  | 0 | 0.059055 | 0 | 25 | 0.013 | 0 | 10.2731 | 24 | 189.1709 | UNKN | Conduit | 24 | 1 |  | 0 | 107.6391 | 107.6391 | 0.0010764 | Estuary | 0 | FIXED | 25.17 | PI8400-1253 | 0 | 0.20616 | SUBURBS | 0 | 0 | 0 | 1 | Cond | 20 | 32.8084 | 1 | N | 0 |  | CIRC | ROAD | 0.7874 | Full | 0 | Other |  | 0.059055 | 0 | 25 | 0.013 | 0.17 | FIXED | 25.56 | PI8400-1442 | 0 | 0 | 0 | 0 | 0 | 0 | 0 | 0 | 0 | 0 | 0 | [11 empty] | 189.171
0 | PI8400-1236.1 |  |  | 0 | 0.059055 | 0 | 25 | 0.013 | 0 | 0 | 24 | 16.5003 | UNKN | Conduit | 24 | 1 |  | 0 | 107.6391 | 107.6391 | 0.0010764 | Estuary | 0 | FIXED | 25.17 | PI8400-1220 | 0 | 0 | SUBURBS | 0 | 0 | 0 | 1 | Cond | 20 | 32.8084 | 1 | N | 0 |  | CIRC | ROAD | 0.7874 | Full | 0 | Other |  | 0.059055 | 0 | 25 | 0.013 | 0.5 | FIXED | 25.17 | PI8400-1236 | 0 | 0 | 0 | 0 | 0 | 0 | 0 | 0 | 0 | 0 | 0 | [11 empty] | 16.5032
0 | PI8400-1253.1 |  |  | 0 | 0.059055 | 0 | 25 | 0.013 | 0 | 0 | 24 | 16.5003 | UNKN | Conduit | 24 | 1 |  | 0 | 107.6391 | 107.6391 | 0.0010764 | Estuary | 0 | FIXED | 25.17 | PI8400-1236 | 0 | 0 | SUBURBS | 0 | 0 | 0 | 1 | Cond | 20 | 32.8084 | 1 | N | 0 |  | CIRC | ROAD | 0.7874 | Full | 0 | Other |  | 0.059055 | 0 | 25 | 0.013 | 0.17 | FIXED | 25.17 | PI8400-1253 | 0 | 0 | 0 | 0 | 0 | 0 | 0 | 0 | 0 | 0 | 0 | [11 empty] | 16.5
0 | PI9002-55.1 |  |  | 0 | 0.059055 | 0 | 25 | 0.013 | 0 | 11.4597 | 24 | 54.5729 | UNKN | Conduit | 24 | 1 |  | 0 | 107.6391 | 107.6391 | 0.0010764 | Estuary | 0 | FIXED | 48.84 | PI9000-3588 | 0 | 0.25654 | SUBURBS | 0 | 0 | 0 | 1 | Cond | 20 | 32.8084 | 1 | N | 0 |  | CIRC | ROAD | 0.7874 | Full | 0 | Other |  | 0.059055 | 0 | 25 | 0.013 | 0.47 | FIXED | 48.98 | PI9002-55 | 0 | 0 | 0 | 0 | 0 | 0 | 0 | 0 | 0 | 0 | 0 | [11 empty] | 54.5729
0 | PI8000-7257.1 |  |  | 0 | 0.059055 | 0 | 25 | 0.013 | 0 | 14.3475 | 24 | 542.7012 | UNKN | Conduit | 24 | 1 |  | 0 | 107.6391 | 107.6391 | 0.0010764 | Estuary | 0 | FIXED | 61.7157 | PI8000-6714 | 0 | 0.40213 | SUBURBS | 0 | 0 | 0 | 1 | Cond | 20 | 32.8084 | 1 | N | 0 |  | CIRC | ROAD | 0.7874 | Full | 0 | Other |  | 0.059055 | 0 | 25 | 0.013 | 0.53 | FIXED | 63.8981 | PI8000-7257 | 0 | 0 | 0 | 0 | 0 | 0 | 0 | 0 | 0 | 0 | 0 | [11 empty] | 542.7004
0 | PI5700-491.1 |  |  | 0 | 0.059055 | 0 | 25 | 0.013 | 0 | 13.9298 | 24 | 491.1173 | UNKN | Conduit | 24 | 1 |  | 0 | 107.6391 | 107.6391 | 0.0010764 | Estuary | 0 | FIXED | 32 | PI5600-22 | 0 | 0.37905 | SUBURBS | 0 | 0 | 0 | 1 | Cond | 20 | 32.8084 | 1 | N | 0 |  | CIRC | ROAD | 0.7874 | Full | 0 | Other |  | 0.059055 | 0 | 25 | 0.013 | 0.17 | FIXED | 33.8616 | PI5700-491 | 0 | 0 | 0 | 0 | 0 | 0 | 0 | 0 | 0 | 0 | 0 | [11 empty] | 491.0677
0 | PI5700-834.1 |  |  | 0 | 0.059055 | 0 | 25 | 0.013 | 0 | 17.0604 | 24 | 263.8202 | UNKN | Conduit | 24 | 1 |  | 0 | 107.6391 | 107.6391 | 0.0010764 | Estuary | 0 | FIXED | 34.5 | PI5700-570 | 0 | 0.56857 | SUBURBS | 0 | 0 | 0 | 1 | Cond | 20 | 32.8084 | 1 | N | 0 |  | CIRC | ROAD | 0.7874 | Full | 0 | Other |  | 0.059055 | 0 | 25 | 0.013 | 0.17 | FIXED | 36 | PI5700-834 | 0 | 0 | 0 | 0 | 0 | 0 | 0 | 0 | 0 | 0 | 0 | [11 empty] | 263.8196
0 | PI5700-570.1 |  |  | 0 | 0.059055 | 0 | 25 | 0.013 | 0 | 20.3391 | 24 | 78.9999 | UNKN | Conduit | 24 | 1 |  | 0 | 107.6391 | 107.6391 | 0.0010764 | Estuary | 0 | FIXED | 33.8616 | PI5700-491 | 0 | 0.80811 | SUBURBS | 0 | 0 | 0 | 1 | Cond | 20 | 32.8084 | 1 | N | 0 |  | CIRC | ROAD | 0.7874 | Full | 0 | Other |  | 0.059055 | 0 | 25 | 0.013 | 0.76 | FIXED | 34.5 | PI5700-570 | 0 | 0 | 0 | 0 | 0 | 0 | 0 | 0 | 0 | 0 | 0 | [11 empty] | 79
0 | PI4204-1524.1 |  |  | 0 | 0.059055 | 0 | 25 | 0.013 | 0 | -5.304 | 24 | 305.4743 | UNKN | Conduit | 24 | 1 |  | 0 | 107.6391 | 107.6391 | 0.0010764 | Estuary | 0 | FIXED | 76.2503 | PI4204-1219 | 0 | -0.054956 | SUBURBS | 0 | 0 | 0 | 1 | Cond | 20 | 32.8084 | 1 | N | 0 |  | CIRC | ROAD | 0.7874 | Full | 0 | Other |  | 0.059055 | 0 | 25 | 0.013 | 0.17 | FIXED | 76.0824 | PI4204-1524 | 0 | 0 | 0 | 0 | 0 | 0 | 0 | 0 | 0 | 0 | 0 | [11 empty] | 305.473
0 | PI4205-192.1 |  |  | 0 | 0.059055 | 0 | 25 | 0.013 | 0 | 27.0154 | 24 | 112.5943 | UNKN | Conduit | 24 | 1 |  | 0 | 107.6391 | 107.6391 | 0.0010764 | Estuary | 0 | FIXED | 81.9848 | PI4205-79 | 0 | 1.4257 | SUBURBS | 0 | 0 | 0 | 1 | Cond | 20 | 32.8084 | 1 | N | 0 |  | CIRC | ROAD | 0.7874 | Full | 0 | Other |  | 0.059055 | 0 | 25 | 0.013 | 0.17 | FIXED | 83.59 | PI4205-192 | 0 | 0 | 0 | 0 | 0 | 0 | 0 | 0 | 0 | 0 | 0 | [11 empty] | 112.5943
0 | PI4200-5627.1 |  |  | 0 | 0.059055 | 0 | 25 | 0.013 | 0 | 15.4258 | 24 | 505.9538 | UNKN | Conduit | 24 | 1 |  | 0 | 107.6391 | 107.6391 | 0.0010764 | Estuary | 0 | FIXED | 84.0864 | PI4200-5121 | 0 | 0.46484 | SUBURBS | 0 | 0 | 0 | 1 | Cond | 20 | 32.8084 | 1 | N | 0 |  | CIRC | ROAD | 0.7874 | Full | 0 | Other |  | 0.059055 | 0 | 25 | 0.013 | 0.17 | FIXED | 86.4382 | PI4200-5627 | 0 | 0 | 0 | 0 | 0 | 0 | 0 | 0 | 0 | 0 | 0 | [11 empty] | 505.8946
0 | PI4200-5890.1 |  |  | 0 | 0.059055 | 0 | 25 | 0.013 | 0 | 15.4258 | 24 | 263.3377 | UNKN | Conduit | 24 | 1 |  | 0 | 107.6391 | 107.6391 | 0.0010764 | Estuary | 0 | FIXED | 86.4382 | PI4200-5627 | 0 | 0.46484 | SUBURBS | 0 | 0 | 0 | 1 | Cond | 20 | 32.8084 | 1 | N | 0 |  | CIRC | ROAD | 0.7874 | Full | 0 | Other |  | 0.059055 | 0 | 25 | 0.013 | 0.25 | FIXED | 87.6623 | PI4200-5890 | 0 | 0 | 0 | 0 | 0 | 0 | 0 | 0 | 0 | 0 | 0 | [11 empty] | 263.3041
0 | PI4206-94.1 |  |  | 0 | 0.059055 | 0 | 25 | 0.013 | 0 | 27.2242 | 24 | 13.0201 | UNKN | Conduit | 24 | 1 |  | 0 | 107.6391 | 107.6391 | 0.0010764 | Estuary | 0 | FIXED | 88.8115 | PI4206-80 | 0 | 1.4478 | SUBURBS | 0 | 0 | 0 | 1 | Cond | 20 | 32.8084 | 1 | N | 0 |  | CIRC | ROAD | 0.7874 | Full | 0 | Other |  | 0.059055 | 0 | 25 | 0.013 | 0.5 | FIXED | 89 | PI4206-94 | 0 | 0 | 0 | 0 | 0 | 0 | 0 | 0 | 0 | 0 | 0 | [11 empty] | 14.0214
0 | PI4205-79.1 |  |  | 0 | 0.059055 | 0 | 25 | 0.013 | 0 | 27.0154 | 24 | 79.3713 | UNKN | Conduit | 24 | 1 |  | 0 | 107.6391 | 107.6391 | 0.0010764 | Estuary | 0 | FIXED | 80.8532 | PI4200-4425 | 0 | 1.4257 | SUBURBS | 0 | 0 | 0 | 1 | Cond | 20 | 32.8084 | 1 | N | 0 |  | CIRC | ROAD | 0.7874 | Full | 0 | Other |  | 0.059055 | 0 | 25 | 0.013 | 0.17 | FIXED | 81.9848 | PI4205-79 | 0 | 0 | 0 | 0 | 0 | 0 | 0 | 0 | 0 | 0 | 0 | [11 empty] | 79.3713
0 | PI4206-80.1 |  |  | 0 | 0.059055 | 0 | 25 | 0.013 | 0 | 27.2242 | 24 | 79.371 | UNKN | Conduit | 24 | 1 |  | 0 | 107.6391 | 107.6391 | 0.0010764 | Estuary | 0 | FIXED | 87.6623 | PI4200-5890 | 0 | 1.4478 | SUBURBS | 0 | 0 | 0 | 1 | Cond | 20 | 32.8084 | 1 | N | 0 |  | CIRC | ROAD | 0.7874 | Full | 0 | Other |  | 0.059055 | 0 | 25 | 0.013 | 0.17 | FIXED | 88.8115 | PI4206-80 | 0 | 0 | 0 | 0 | 0 | 0 | 0 | 0 | 0 | 0 | 0 | [11 empty] | 80.3724
0 | PI4204-401.1 |  |  | 0 | 0.059055 | 0 | 25 | 0.013 | 0 | -14.5598 | 24 | 27.3252 | UNKN | Conduit | 24 | 1 |  | 0 | 107.6391 | 107.6391 | 0.0010764 | Estuary | 0 | FIXED | 77.8513 | PI4204-374 | 0 | -0.41411 | SUBURBS | 0 | 0 | 0 | 1 | Cond | 20 | 32.8084 | 1 | N | 0 |  | CIRC | ROAD | 0.7874 | Full | 0 | Other |  | 0.059055 | 0 | 25 | 0.013 | 0.67 | FIXED | 77.7381 | PI4204-401 | 0 | 0 | 0 | 0 | 0 | 0 | 0 | 0 | 0 | 0 | 0 | [11 empty] | 27.3258
0 | PI4204-690.1 |  |  | 0 | 0.059055 | 0 | 25 | 0.013 | 0 | -14.5598 | 24 | 289.1831 | UNKN | Conduit | 24 | 1 |  | 0 | 107.6391 | 107.6391 | 0.0010764 | Estuary | 0 | FIXED | 77.7381 | PI4204-401 | 0 | -0.41411 | SUBURBS | 0 | 0 | 0 | 1 | Cond | 20 | 32.8084 | 1 | N | 0 |  | CIRC | ROAD | 0.7874 | Full | 0 | Other |  | 0.059055 | 0 | 25 | 0.013 | 0.17 | FIXED | 76.5406 | PI4204-690 | 0 | 0 | 0 | 0 | 0 | 0 | 0 | 0 | 0 | 0 | 0 | [11 empty] | 289.1289
0 | PI4204-374.1 |  |  | 0 | 0.059055 | 0 | 25 | 0.013 | 0 | 11.2914 | 24 | 373.9121 | UNKN | Conduit | 24 | 1 |  | 0 | 107.6391 | 107.6391 | 0.0010764 | Estuary | 0 | FIXED | 76.92 | PI4200-3579 | 0 | 0.24906 | SUBURBS | 0 | 0 | 0 | 1 | Cond | 20 | 32.8084 | 1 | N | 0 |  | CIRC | ROAD | 0.7874 | Full | 0 | Other |  | 0.059055 | 0 | 25 | 0.013 | 0.17 | FIXED | 77.8513 | PI4204-374 | 0 | 0 | 0 | 0 | 0 | 0 | 0 | 0 | 0 | 0 | 0 | [11 empty] | 373.8689
0 | PI4204-911.1 |  |  | 0 | 0.059055 | 0 | 25 | 0.013 | 0 | -5.304 | 24 | 220.1996 | UNKN | Conduit | 24 | 1 |  | 0 | 107.6391 | 107.6391 | 0.0010764 | Estuary | 0 | FIXED | 76.5406 | PI4204-690 | 0 | -0.054956 | SUBURBS | 0 | 0 | 0 | 1 | Cond | 20 | 32.8084 | 1 | N | 0 |  | CIRC | ROAD | 0.7874 | Full | 0 | Other |  | 0.059055 | 0 | 25 | 0.013 | 0.17 | FIXED | 76.4196 | PI4204-911 | 0 | 0 | 0 | 0 | 0 | 0 | 0 | 0 | 0 | 0 | 0 | [11 empty] | 220.1672
0 | PI4204-967.1 |  |  | 0 | 0.059055 | 0 | 25 | 0.013 | 0 | -5.304 | 24 | 56.1239 | UNKN | Conduit | 24 | 1 |  | 0 | 107.6391 | 107.6391 | 0.0010764 | Estuary | 0 | FIXED | 76.4196 | PI4204-911 | 0 | -0.054956 | SUBURBS | 0 | 0 | 0 | 1 | Cond | 20 | 32.8084 | 1 | N | 0 |  | CIRC | ROAD | 0.7874 | Full | 0 | Other |  | 0.059055 | 0 | 25 | 0.013 | 0.17 | FIXED | 76.3887 | PI4204-967 | 0 | 0 | 0 | 0 | 0 | 0 | 0 | 0 | 0 | 0 | 0 | [11 empty] | 56.1236
0 | PI4204-1219.1 |  |  | 0 | 0.059055 | 0 | 25 | 0.013 | 0 | -5.304 | 24 | 251.9062 | UNKN | Conduit | 24 | 1 |  | 0 | 107.6391 | 107.6391 | 0.0010764 | Estuary | 0 | FIXED | 76.3887 | PI4204-967 | 0 | -0.054956 | SUBURBS | 0 | 0 | 0 | 1 | Cond | 20 | 32.8084 | 1 | N | 0 |  | CIRC | ROAD | 0.7874 | Full | 0 | Other |  | 0.059055 | 0 | 25 | 0.013 | 0.17 | FIXED | 76.2503 | PI4204-1219 | 0 | 0 | 0 | 0 | 0 | 0 | 0 | 0 | 0 | 0 | 0 | [11 empty] | 251.9064
0 | PI4200-5121.1 |  |  | 0 | 0.059055 | 0 | 25 | 0.013 | 0 | 15.4258 | 24 | 430.1457 | UNKN | Conduit | 24 | 1 |  | 0 | 107.6391 | 107.6391 | 0.0010764 | Estuary | 0 | FIXED | 82.0869 | PI4200-4691 | 0 | 0.46484 | SUBURBS | 0 | 0 | 0 | 1 | Cond | 20 | 32.8084 | 1 | N | 0 |  | CIRC | ROAD | 0.7874 | Full | 0 | Other |  | 0.059055 | 0 | 25 | 0.013 | 0.17 | FIXED | 84.0864 | PI4200-5121 | 0 | 0 | 0 | 0 | 0 | 0 | 0 | 0 | 0 | 0 | 0 | [11 empty] | 430.1447
0 | PI4205-291.1 |  |  | 0 | 0.059055 | 0 | 25 | 0.013 | 0 | 27.0154 | 24 | 98.8961 | UNKN | Conduit | 24 | 1 |  | 0 | 107.6391 | 107.6391 | 0.0010764 | Estuary | 0 | FIXED | 83.59 | PI4205-192 | 0 | 1.4257 | SUBURBS | 0 | 0 | 0 | 1 | Cond | 20 | 32.8084 | 1 | N | 0 |  | CIRC | ROAD | 0.7874 | Full | 0 | Other |  | 0.059055 | 0 | 25 | 0.013 | 0.5 | FIXED | 85 | PI4205-291 | 0 | 0 | 0 | 0 | 0 | 0 | 0 | 0 | 0 | 0 | 0 | [11 empty] | 98.8959
0 | PI9501-2159.1 |  |  | 0 | 0.059055 | 0 | 25 | 0.013 | 0 | 11.315 | 24 | 599.7515 | UNKN | Conduit | 24 | 1 |  | 0 | 107.6391 | 107.6391 | 0.0010764 | Estuary | 0 | FIXED | 83.68 | PI9501-1559 | 0 | 0.2501 | SUBURBS | 0 | 0 | 0 | 1 | Cond | 20 | 32.8084 | 1 | N | 0 |  | CIRC | ROAD | 0.7874 | Full | 0 | Other |  | 0.059055 | 0 | 25 | 0.013 | 0.5 | FIXED | 85.18 | PI9501-2159 | 0 | 0 | 0 | 0 | 0 | 0 | 0 | 0 | 0 | 0 | 0 | [11 empty] | 599.7418
0 | PI9501-1559.1 |  |  | 0 | 0.059055 | 0 | 25 | 0.013 | 0 | 10.7168 | 24 | 980.5843 | UNKN | Conduit | 24 | 1 |  | 0 | 107.6391 | 107.6391 | 0.0010764 | Estuary | 0 | FIXED | 81.48 | PI9501-578 | 0 | 0.22436 | SUBURBS | 0 | 0 | 0 | 1 | Cond | 20 | 32.8084 | 1 | N | 0 |  | CIRC | ROAD | 0.7874 | Full | 0 | Other |  | 0.059055 | 0 | 25 | 0.013 | 0.74 | FIXED | 83.68 | PI9501-1559 | 0 | 0 | 0 | 0 | 0 | 0 | 0 | 0 | 0 | 0 | 0 | [11 empty] | 980.3767
0 | PI9501-578.1 |  |  | 0 | 0.059055 | 0 | 25 | 0.013 | 0 | 18.7437 | 24 | 578.4594 | UNKN | Conduit | 24 | 1 |  | 0 | 107.6391 | 107.6391 | 0.0010764 | Estuary | 0 | FIXED | 77.51 | PI9500-575 | 0 | 0.68631 | SUBURBS | 0 | 0 | 0 | 1 | Cond | 20 | 32.8084 | 1 | N | 0 |  | CIRC | ROAD | 0.7874 | Full | 0 | Other |  | 0.059055 | 0 | 25 | 0.013 | 0.17 | FIXED | 81.48 | PI9501-578 | 0 | 0 | 0 | 0 | 0 | 0 | 0 | 0 | 0 | 0 | 0 | [11 empty] | 578.4454
0 | PI9400-1418.1 |  |  | 0 | 0.059055 | 0 | 25 | 0.013 | 0 | 11.3037 | 24 | 604.9629 | UNKN | Conduit | 24 | 1 |  | 0 | 107.6391 | 107.6391 | 0.0010764 | Estuary | 0 | FIXED | 77.77 | PI9400-813 | 0 | 0.2496 | SUBURBS | 0 | 0 | 0 | 1 | Cond | 20 | 32.8084 | 1 | N | 0 |  | CIRC | ROAD | 0.7874 | Full | 0 | Other |  | 0.059055 | 0 | 25 | 0.013 | 0.17 | FIXED | 79.28 | PI9400-1418 | 0 | 0 | 0 | 0 | 0 | 0 | 0 | 0 | 0 | 0 | 0 | [11 empty] | 604.9402
0 | PI9400-813.1 |  |  | 0 | 0.059055 | 0 | 25 | 0.013 | 0 | 10.9421 | 24 | 235.156 | UNKN | Conduit | 24 | 1 |  | 0 | 107.6391 | 107.6391 | 0.0010764 | Estuary | 0 | FIXED | 77.22 | PI9400-578 | 0 | 0.23389 | SUBURBS | 0 | 0 | 0 | 1 | Cond | 20 | 32.8084 | 1 | N | 0 |  | CIRC | ROAD | 0.7874 | Full | 0 | Other |  | 0.059055 | 0 | 25 | 0.013 | 0.73 | FIXED | 77.77 | PI9400-813 | 0 | 0 | 0 | 0 | 0 | 0 | 0 | 0 | 0 | 0 | 0 | [11 empty] | 235.1559
0 | PI9400-54.1 |  |  | 0 | 0.059055 | 0 | 25 | 0.013 | 0 | 11.3857 | 24 | 118.4666 | UNKN | Conduit | 24 | 1 |  | 0 | 107.6391 | 107.6391 | 0.0010764 | Estuary | 0 | FIXED | 74.87 | PI9400-0 | 0 | 0.25324 | SUBURBS | 0 | 0 | 0 | 1 | Cond | 20 | 32.8084 | 1 | N | 0 |  | CIRC | ROAD | 0.7874 | Full | 0 | Other |  | 0.059055 | 0 | 25 | 0.013 | 0.74 | FIXED | 75.17 | PI9400-54 | 0 | 0 | 0 | 0 | 0 | 0 | 0 | 0 | 0 | 0 | 0 | [11 empty] | 53.5751
0 | PI9400-578.1 |  |  | 0 | 0.059055 | 0 | 25 | 0.013 | 0 | 17.8374 | 24 | 329.8234 | UNKN | Conduit | 24 | 1 |  | 0 | 107.6391 | 107.6391 | 0.0010764 | Estuary | 0 | FIXED | 75.17 | PI9400-54 | 0 | 0.62154 | SUBURBS | 0 | 0 | 0 | 1 | Cond | 20 | 32.8084 | 1 | N | 0 |  | CIRC | ROAD | 0.7874 | Full | 0 | Other |  | 0.059055 | 0 | 25 | 0.013 | 0.75 | FIXED | 77.22 | PI9400-578 | 0 | 0 | 0 | 0 | 0 | 0 | 0 | 0 | 0 | 0 | 0 | [11 empty] | 524.6066
0 | PI9600-33.1 |  |  | 0 | 0.059055 | 0 | 25 | 0.013 | 0 | 11.1401 | 24 | 32.9991 | UNKN | Conduit | 24 | 1 |  | 0 | 107.6391 | 107.6391 | 0.0010764 | Estuary | 0 | FIXED | 73.2 | PI9500-252 | 0 | 0.24243 | SUBURBS | 0 | 0 | 0 | 1 | Cond | 20 | 32.8084 | 1 | N | 0 |  | CIRC | ROAD | 0.7874 | Full | 0 | Other |  | 0.059055 | 0 | 25 | 0.013 | 0.25 | FIXED | 73.28 | PI9600-33 | 0 | 0 | 0 | 0 | 0 | 0 | 0 | 0 | 0 | 0 | 0 | [11 empty] | 32.9998
0 | PI9400-1744.1 |  |  | 0 | 0.059055 | 0 | 25 | 0.013 | 0 | 11.2846 | 24 | 325.6133 | UNKN | Conduit | 24 | 1 |  | 0 | 107.6391 | 107.6391 | 0.0010764 | Estuary | 0 | FIXED | 79.28 | PI9400-1418 | 0 | 0.24876 | SUBURBS | 0 | 0 | 0 | 1 | Cond | 20 | 32.8084 | 1 | N | 0 |  | CIRC | ROAD | 0.7874 | Full | 0 | Other |  | 0.059055 | 0 | 25 | 0.013 | 0.25 | FIXED | 80.09 | PI9400-1744 | 0 | 0 | 0 | 0 | 0 | 0 | 0 | 0 | 0 | 0 | 0 | [11 empty] | 325.6075
0 | PI3700-1441.1 |  |  | 0 | 0.059055 | 0 | 25 | 0.013 | 0 | 12.4357 | 27 | 235.7451 | UNKN | Conduit | 27 | 1 |  | 0 | 107.6391 | 107.6391 | 0.0010764 | Estuary | 0 | FIXED | 60.97 | PI3700-1205 | 0 | 0.16119 | SUBURBS | 0 | 0 | 0 | 1 | Cond | 20 | 32.8084 | 1 | N | 0 |  | CIRC | ROAD | 0.7874 | Full | 0 | Other |  | 0.059055 | 0 | 25 | 0.013 | 0.25 | FIXED | 61.35 | PI3700-1441 | 0 | 0 | 0 | 0 | 0 | 0 | 0 | 0 | 0 | 0 | 0 | [11 empty] | 235.7444
0 | PI3805-177.1 |  |  | 0 | 0.059055 | 0 | 25 | 0.013 | 0 | 30.2667 | 27 | 176.992 | UNKN | Conduit | 27 | 1 |  | 0 | 107.6391 | 107.6391 | 0.0010764 | Estuary | 0 | FIXED | 65.15 | PI3800-3475 | 0 | 0.95485 | SUBURBS | 0 | 0 | 0 | 1 | Cond | 20 | 32.8084 | 1 | N | 0 |  | CIRC | ROAD | 0.7874 | Full | 0 | Other |  | 0.059055 | 0 | 25 | 0.013 | 0.5 | FIXED | 66.84 | PI3805-177 | 0 | 0 | 0 | 0 | 0 | 0 | 0 | 0 | 0 | 0 | 0 | [11 empty] | 176.9916
0 | PI3800-3711.1 |  |  | 0 | 0.059055 | 0 | 25 | 0.013 | 0 | 10.8702 | 27 | 235.4601 | UNKN | Conduit | 27 | 1 |  | 0 | 107.6391 | 107.6391 | 0.0010764 | Estuary | 0 | FIXED | 65.15 | PI3800-3475 | 0 | 0.12316 | SUBURBS | 0 | 0 | 0 | 1 | Cond | 20 | 32.8084 | 1 | N | 0 |  | CIRC | ROAD | 0.7874 | Full | 0 | Other |  | 0.059055 | 0 | 25 | 0.013 | 0.25 | FIXED | 65.44 | PI3800-3711 | 0 | 0 | 0 | 0 | 0 | 0 | 0 | 0 | 0 | 0 | 0 | [11 empty] | 235.4591
0 | PI3800-3475.1 |  |  | 0 | 0.059055 | 0 | 25 | 0.013 | 0 | 11.0168 | 27 | 229.2361 | UNKN | Conduit | 27 | 1 |  | 0 | 107.6391 | 107.6391 | 0.0010764 | Estuary | 0 | FIXED | 64.86 | PI3800-3246 | 0 | 0.12651 | SUBURBS | 0 | 0 | 0 | 1 | Cond | 20 | 32.8084 | 1 | N | 0 |  | CIRC | ROAD | 0.7874 | Full | 0 | Other |  | 0.059055 | 0 | 25 | 0.013 | 0.17 | FIXED | 65.15 | PI3800-3475 | 0 | 0 | 0 | 0 | 0 | 0 | 0 | 0 | 0 | 0 | 0 | [11 empty] | 229.2359
0 | PI6800-483.1 |  |  | 0 | 0.059055 | 0 | 25 | 0.013 | 0 | 13.4776 | 27 | 211.2685 | UNKN | Conduit | 27 | 1 |  | 0 | 107.6391 | 107.6391 | 0.0010764 | Estuary | 0 | FIXED | 11.06 | PI6800-272 | 0 | 0.18933 | SUBURBS | 0 | 0 | 0 | 1 | Cond | 20 | 32.8084 | 1 | N | 0 |  | CIRC | ROAD | 0.7874 | Full | 0 | Other |  | 0.059055 | 0 | 25 | 0.013 | 0.17 | FIXED | 11.46 | PI6800-483 | 0 | 0 | 0 | 0 | 0 | 0 | 0 | 0 | 0 | 0 | 0 | [11 empty] | 211.2679
0 | PI6801-146.1 |  |  | 0 | 0.059055 | 0 | 25 | 0.013 | 0 | 24.9847 | 27 | 146.0061 | UNKN | Conduit | 27 | 1 |  | 0 | 107.6391 | 107.6391 | 0.0010764 | Estuary | 0 | FIXED | 11.84 | PI6800-719 | 0 | 0.65066 | SUBURBS | 0 | 0 | 0 | 1 | Cond | 20 | 32.8084 | 1 | N | 0 |  | CIRC | ROAD | 0.7874 | Full | 0 | Other |  | 0.059055 | 0 | 25 | 0.013 | 0.36 | FIXED | 12.79 | PI6801-146 | 0 | 0 | 0 | 0 | 0 | 0 | 0 | 0 | 0 | 0 | 0 | [11 empty] | 146.0059
0 | PI6800-992.1 |  |  | 0 | 0.059055 | 0 | 25 | 0.013 | 0 | 24.3122 | 27 | 272.6838 | UNKN | Conduit | 27 | 1 |  | 0 | 107.6391 | 107.6391 | 0.0010764 | Estuary | 0 | FIXED | 11.84 | PI6800-719 | 0 | 0.6161 | SUBURBS | 0 | 0 | 0 | 1 | Cond | 20 | 32.8084 | 1 | N | 0 |  | CIRC | ROAD | 0.7874 | Full | 0 | Other |  | 0.059055 | 0 | 25 | 0.013 | 0.17 | FIXED | 13.52 | PI6800-992 | 0 | 0 | 0 | 0 | 0 | 0 | 0 | 0 | 0 | 0 | 0 | [11 empty] | 272.6835
0 | PI6801-395.1 |  |  | 0 | 0.059055 | 0 | 25 | 0.013 | 0 | 15.5275 | 27 | 246.7081 | UNKN | Conduit | 27 | 1 |  | 0 | 107.6391 | 107.6391 | 0.0010764 | Estuary | 0 | FIXED | 12.79 | PI6801-146 | 0 | 0.25131 | SUBURBS | 0 | 0 | 0 | 1 | Cond | 20 | 32.8084 | 1 | N | 0 |  | CIRC | ROAD | 0.7874 | Full | 0 | Other |  | 0.059055 | 0 | 25 | 0.013 | 0.75 | FIXED | 13.41 | PI6801-395 | 0 | 0 | 0 | 0 | 0 | 0 | 0 | 0 | 0 | 0 | 0 | [11 empty] | 249.2411
0 | PI6600-2182.1 |  |  | 0 | 0.059055 | 0 | 25 | 0.013 | 0 | 36.7286 | 48 | 443.6493 | UNKN | Conduit | 48 | 1 |  | 0 | 107.6391 | 107.6391 | 0.0010764 | Estuary | 0 | FIXED | 8.59 | PI6600-1738 | 0 | 0.065367 | SUBURBS | 0 | 0 | 0 | 1 | Cond | 20 | 32.8084 | 1 | N | 0 |  | CIRC | ROAD | 0.7874 | Full | 0 | Other |  | 0.059055 | 0 | 25 | 0.013 | 0.19 | FIXED | 8.88 | PI6600-2182 | 0 | 0 | 0 | 0 | 0 | 0 | 0 | 0 | 0 | 0 | 0 | [11 empty] | 443.6484
0 | PI6800-719.1 |  |  | 0 | 0.059055 | 0 | 25 | 0.013 | 0 | 12.4421 | 27 | 235.5022 | UNKN | Conduit | 27 | 1 |  | 0 | 107.6391 | 107.6391 | 0.0010764 | Estuary | 0 | FIXED | 11.46 | PI6800-483 | 0 | 0.16136 | SUBURBS | 0 | 0 | 0 | 1 | Cond | 20 | 32.8084 | 1 | N | 0 |  | CIRC | ROAD | 0.7874 | Full | 0 | Other |  | 0.059055 | 0 | 25 | 0.013 | 0.17 | FIXED | 11.84 | PI6800-719 | 0 | 0 | 0 | 0 | 0 | 0 | 0 | 0 | 0 | 0 | 0 | [11 empty] | 235.5013
0 | PI7712-20.2 |  |  | 0 | 0.059055 | 0 | 25 | 0.013 | 0 | 18.2174 | 27 | 260.0237 | UNKN | Conduit | 27 | 1 |  | 0 | 107.6391 | 107.6391 | 0.0010764 | Estuary | 0 | FIXED | 40.8747 | PI8000-1386 | 0 | 0.34592 | SUBURBS | 0 | 0 | 0 | 2 | Cond | 20 | 32.8084 | 1 | N | 0 |  | CIRC | ROAD | 0.7874 | Full | 0 | Other |  | 0.059055 | 0 | 25 | 0.013 | 0.5 | FIXED | 41.7742 | PI7712-20 | 0 | 0 | 0 | 0 | 0 | 0 | 0 | 0 | 0 | 0 | 0 | [11 empty] | 260.0232
0 | PI8000-1885.1 |  |  | 0 | 0.059055 | 0 | 25 | 0.013 | 0 | 18.2174 | 27 | 238.9904 | UNKN | Conduit | 27 | 1 |  | 0 | 107.6391 | 107.6391 | 0.0010764 | Estuary | 0 | FIXED | 41.7742 | PI7712-20 | 0 | 0.34592 | SUBURBS | 0 | 0 | 0 | 1 | Cond | 20 | 32.8084 | 1 | N | 0 |  | CIRC | ROAD | 0.7874 | Full | 0 | Other |  | 0.059055 | 0 | 25 | 0.013 | 0.17 | FIXED | 42.6009 | PI8000-1885 | 0 | 0 | 0 | 0 | 0 | 0 | 0 | 0 | 0 | 0 | 0 | [11 empty] | 238.9893
0 | PI8000-1058.1 |  |  | 0 | 0.059055 | 0 | 25 | 0.013 | 0 | 18.2174 | 27 | 292.0063 | UNKN | Conduit | 27 | 1 |  | 0 | 107.6391 | 107.6391 | 0.0010764 | Estuary | 0 | FIXED | 38.7303 | PI8000-766 | 0 | 0.34592 | SUBURBS | 0 | 0 | 0 | 1 | Cond | 20 | 32.8084 | 1 | N | 0 |  | CIRC | ROAD | 0.7874 | Full | 0 | Other |  | 0.059055 | 0 | 25 | 0.013 | 0.18 | FIXED | 39.7404 | PI8000-1058 | 0 | 0 | 0 | 0 | 0 | 0 | 0 | 0 | 0 | 0 | 0 | [11 empty] | 292.0058
0 | PI8000-1386.1 |  |  | 0 | 0.059055 | 0 | 25 | 0.013 | 0 | 18.2174 | 27 | 327.9177 | UNKN | Conduit | 27 | 1 |  | 0 | 107.6391 | 107.6391 | 0.0010764 | Estuary | 0 | FIXED | 39.7404 | PI8000-1058 | 0 | 0.34592 | SUBURBS | 0 | 0 | 0 | 1 | Cond | 20 | 32.8084 | 1 | N | 0 |  | CIRC | ROAD | 0.7874 | Full | 0 | Other |  | 0.059055 | 0 | 25 | 0.013 | 0.17 | FIXED | 40.8747 | PI8000-1386 | 0 | 0 | 0 | 0 | 0 | 0 | 0 | 0 | 0 | 0 | 0 | [11 empty] | 327.9172
0 | PI6800-1462.1 |  |  | 0 | 0.059055 | 0 | 25 | 0.013 | 0 | 21.7575 | 27 | 192.532 | UNKN | Conduit | 27 | 1 |  | 0 | 107.6391 | 107.6391 | 0.0010764 | Estuary | 0 | FIXED | 14.47 | PI6800-1270 | 0 | 0.49342 | SUBURBS | 0 | 0 | 0 | 1 | Cond | 20 | 32.8084 | 1 | N | 0 |  | CIRC | ROAD | 0.7874 | Full | 0 | Other |  | 0.059055 | 0 | 25 | 0.013 | 0.25 | FIXED | 15.42 | PI6800-1462 | 0 | 0 | 0 | 0 | 0 | 0 | 0 | 0 | 0 | 0 | 0 | [11 empty] | 192.5319
0 | PI1100-900.1 |  |  | 0 | 0.059055 | 0 | 25 | 0.013 | 0 | -27.927 | 27 | 227.5719 | UNKN | Conduit | 27 | 1 |  | 0 | 107.6391 | 107.6391 | 0.0010764 | Estuary | 0 | FIXED | 21 | PI1100-673 | 0 | -0.81293 | SUBURBS | 0 | 0 | 0 | 1 | Cond | 20 | 32.8084 | 1 | N | 0 |  | CIRC | ROAD | 0.7874 | Full | 0 | Other |  | 0.059055 | 0 | 25 | 0.013 | 0.25 | FIXED | 19.15 | PI1100-900 | 0 | 0 | 0 | 0 | 0 | 0 | 0 | 0 | 0 | 0 | 0 | [11 empty] | 227.5715
0 | PI6900-4077.1 |  |  | 0 | 0.059055 | 0 | 25 | 0.013 | 0 | 16.671 | 27 | 486.7373 | UNKN | Conduit | 27 | 1 |  | 0 | 107.6391 | 107.6391 | 0.0010764 | Estuary | 0 | FIXED | 15.01 | PI6900-3413 | 0 | 0.28968 | SUBURBS | 0 | 0 | 0 | 1 | Cond | 20 | 32.8084 | 1 | N | 0 |  | CIRC | ROAD | 0.7874 | Full | 0 | Other |  | 0.059055 | 0 | 25 | 0.013 | 0.25 | FIXED | 16.42 | PI6900-4077 | 0 | 0 | 0 | 0 | 0 | 0 | 0 | 0 | 0 | 0 | 0 | [11 empty] | 486.7362
0 | PI8000-1896.1 |  |  | 0 | 0.059055 | 0 | 25 | 0.013 | 0 | 18.2174 | 27 | 11.3834 | UNKN | Conduit | 27 | 1 |  | 0 | 107.6391 | 107.6391 | 0.0010764 | Estuary | 0 | FIXED | 42.6009 | PI8000-1885 | 0 | 0.34592 | SUBURBS | 0 | 0 | 0 | 1 | Cond | 20 | 32.8084 | 1 | N | 0 |  | CIRC | ROAD | 0.7874 | Full | 0 | Other |  | 0.059055 | 0 | 25 | 0.013 | 0.75 | FIXED | 42.6403 | PI8000-1896 | 0 | 0 | 0 | 0 | 0 | 0 | 0 | 0 | 0 | 0 | 0 | [11 empty] | 11.3843
0 | PI6800-1270.1 |  |  | 0 | 0.059055 | 0 | 25 | 0.013 | 0 | 18.0949 | 27 | 278.3607 | UNKN | Conduit | 27 | 1 |  | 0 | 107.6391 | 107.6391 | 0.0010764 | Estuary | 0 | FIXED | 13.52 | PI6800-992 | 0 | 0.34128 | SUBURBS | 0 | 0 | 0 | 1 | Cond | 20 | 32.8084 | 1 | N | 0 |  | CIRC | ROAD | 0.7874 | Full | 0 | Other |  | 0.059055 | 0 | 25 | 0.013 | 0.17 | FIXED | 14.47 | PI6800-1270 | 0 | 0 | 0 | 0 | 0 | 0 | 0 | 0 | 0 | 0 | 0 | [11 empty] | 278.3596
0 | PI1100-673.1 |  |  | 0 | 0.059055 | 0 | 25 | 0.013 | 0 | 35.3779 | 27 | 297.4164 | UNKN | Conduit | 27 | 1 |  | 0 | 107.6391 | 107.6391 | 0.0010764 | Estuary | 0 | FIXED | 17.12 | PI1100-375 | 0 | 1.3046 | SUBURBS | 0 | 0 | 0 | 1 | Cond | 20 | 32.8084 | 1 | N | 0 |  | CIRC | ROAD | 0.7874 | Full | 0 | Other |  | 0.059055 | 0 | 25 | 0.013 | 0.17 | FIXED | 21 | PI1100-673 | 0 | 0 | 0 | 0 | 0 | 0 | 0 | 0 | 0 | 0 | 0 | [11 empty] | 297.4159
0 | PI1400-285.1 |  |  | 0 | 0.059055 | 0 | 25 | 0.013 | 0 | 15.5452 | 27 | 165.644 | UNKN | Conduit | 27 | 1 |  | 0 | 107.6391 | 107.6391 | 0.0010764 | Estuary | 0 | FIXED | 28.4328 | PI1400-120 | 0 | 0.25188 | SUBURBS | 0 | 0 | 0 | 1 | Cond | 20 | 32.8084 | 1 | N | 0 |  | CIRC | ROAD | 0.7874 | Full | 0 | Other |  | 0.059055 | 0 | 25 | 0.013 | 0.36 | FIXED | 28.85 | PI1400-285 | 0 | 0 | 0 | 0 | 0 | 0 | 0 | 0 | 0 | 0 | 0 | [11 empty] | 165.6443
0 | PI1400-120.1 |  |  | 0 | 0.059055 | 0 | 25 | 0.013 | 0 | 15.5452 | 27 | 119.587 | UNKN | Conduit | 27 | 1 |  | 0 | 107.6391 | 107.6391 | 0.0010764 | Estuary | 1 | FIXED | 31 | PI1300-4980 | 0 | 0.25188 | SUBURBS | 0 | 0 | 0 | 1 | Cond | 20 | 32.8084 | 1 | N | 0 |  | CIRC | ROAD | 0.7874 | Full | 0 | Other |  | 0.059055 | 0 | 25 | 0.013 | 0.45 | FIXED | 31.3012 | PI1400-120 | 0 | 0 | 0 | 0 | 0 | 0 | 0 | 0 | 0 | 0 | 0 | [11 empty] | 119.5868
0 | PI8000-2404.1 |  |  | 0 | 0.059055 | 0 | 25 | 0.013 | 0 | 31.2442 | 27 | 272.4232 | UNKN | Conduit | 27 | 1 |  | 0 | 107.6391 | 107.6391 | 0.0010764 | Estuary | 0 | FIXED | 44.0193 | PI8000-2131 | 0 | 1.0175 | SUBURBS | 0 | 0 | 0 | 1 | Cond | 20 | 32.8084 | 1 | N | 0 |  | CIRC | ROAD | 0.7874 | Full | 0 | Other |  | 0.059055 | 0 | 25 | 0.013 | 0.25 | FIXED | 46.7912 | PI8000-2404 | 0 | 0 | 0 | 0 | 0 | 0 | 0 | 0 | 0 | 0 | 0 | [11 empty] | 272.4225
0 | PI2300-303.1 |  |  | 0 | 0.059055 | 0 | 25 | 0.013 | 0 | 12.2391 | 30 | 33.7018 | UNKN | Conduit | 30 | 1 |  | 0 | 107.6391 | 107.6391 | 0.0010764 | Estuary | 0 | FIXED | 27.12 | PI2300-269 | 0 | 0.089016 | SUBURBS | 0 | 0 | 0 | 1 | Cond | 20 | 32.8084 | 1 | N | 0 |  | CIRC | ROAD | 0.7874 | Full | 0 | Other |  | 0.059055 | 0 | 25 | 0.013 | 0.25 | FIXED | 27.15 | PI2300-303 | 0 | 0 | 0 | 0 | 0 | 0 | 0 | 0 | 0 | 0 | 0 | [11 empty] | 33.7015
0 | PI2300-269.1 |  |  | 0 | 0.059055 | 0 | 25 | 0.013 | 0 | 20.6304 | 30 | 49.3935 | UNKN | Conduit | 30 | 1 |  | 0 | 107.6391 | 107.6391 | 0.0010764 | Estuary | 0 | FIXED | 26.9951 | PI2300-219 | 0 | 0.25292 | SUBURBS | 0 | 0 | 0 | 1 | Cond | 20 | 32.8084 | 1 | N | 0 |  | CIRC | ROAD | 0.7874 | Full | 0 | Other |  | 0.059055 | 0 | 25 | 0.013 | 0.17 | FIXED | 27.12 | PI2300-269 | 0 | 0 | 0 | 0 | 0 | 0 | 0 | 0 | 0 | 0 | 0 | [11 empty] | 49.3936
0 | PI2300-219.1 |  |  | 0 | 0.059055 | 0 | 25 | 0.013 | 0 | 20.6304 | 30 | 55.3529 | UNKN | Conduit | 30 | 1 |  | 0 | 107.6391 | 107.6391 | 0.0010764 | Estuary | 0 | FIXED | 27.13 | PI2300-164 | 0 | 0.25292 | SUBURBS | 0 | 0 | 0 | 1 | Cond | 20 | 32.8084 | 1 | N | 0 |  | CIRC | ROAD | 0.7874 | Full | 0 | Other |  | 0.059055 | 0 | 25 | 0.013 | 0.26 | FIXED | 27.27 | PI2300-219 | 0 | 0 | 0 | 0 | 0 | 0 | 0 | 0 | 0 | 0 | 0 | [11 empty] | 55.3527
0 | PI2400-85.1 |  |  | 0 | 0.059055 | 0 | 25 | 0.013 | 0 | 14.6352 | 30 | 39.2827 | UNKN | Conduit | 30 | 1 |  | 0 | 107.6391 | 107.6391 | 0.0010764 | Estuary | 0 | FIXED | 27.82 | PI2400-46 | 0 | 0.12728 | SUBURBS | 0 | 0 | 0 | 1 | Cond | 20 | 32.8084 | 1 | N | 0 |  | CIRC | ROAD | 0.7874 | Full | 0 | Other |  | 0.059055 | 0 | 25 | 0.013 | 0.5 | FIXED | 27.87 | PI2400-85 | 0 | 0 | 0 | 0 | 0 | 0 | 0 | 0 | 0 | 0 | 0 | [11 empty] | 39.282
0 | PI2400-46.1 |  |  | 0 | 0.059055 | 0 | 25 | 0.013 | 0 | 10.9678 | 30 | 27.9781 | UNKN | Conduit | 30 | 1 |  | 0 | 107.6391 | 107.6391 | 0.0010764 | Estuary | 1 | FIXED | 27.8 | CC0200-3428 | 0 | 0.071484 | SUBURBS | 0 | 0 | 0 | 1 | Cond | 20 | 32.8084 | 1 | N | 0 |  | CIRC | ROAD | 0.7874 | Full | 0 | Other |  | 0.059055 | 0 | 25 | 0.013 | 0.18 | FIXED | 27.82 | PI2400-46 | 0 | 0 | 0 | 0 | 0 | 0 | 0 | 0 | 0 | 0 | 0 | [11 empty] | 45.6102
0 | PI3700-1205.1 |  |  | 0 | 0.059055 | 0 | 25 | 0.013 | 0 | 10.165 | 30 | 390.8629 | UNKN | Conduit | 30 | 1 |  | 0 | 107.6391 | 107.6391 | 0.0010764 | Estuary | 0 | FIXED | 60.73 | PI3700-814 | 0 | 0.061403 | SUBURBS | 0 | 0 | 0 | 1 | Cond | 20 | 32.8084 | 1 | N | 0 |  | CIRC | ROAD | 0.7874 | Full | 0 | Other |  | 0.059055 | 0 | 25 | 0.013 | 0.25 | FIXED | 60.97 | PI3700-1205 | 0 | 0 | 0 | 0 | 0 | 0 | 0 | 0 | 0 | 0 | 0 | [11 empty] | 390.8614
0 | PI3700-814.1 |  |  | 0 | 0.059055 | 0 | 25 | 0.013 | 0 | 9.6224 | 30 | 109.0462 | UNKN | Conduit | 30 | 1 |  | 0 | 107.6391 | 107.6391 | 0.0010764 | Estuary | 0 | FIXED | 60.67 | PI3700-705 | 0 | 0.055023 | SUBURBS | 0 | 0 | 0 | 1 | Cond | 20 | 32.8084 | 1 | N | 0 |  | CIRC | ROAD | 0.7874 | Full | 0 | Other |  | 0.059055 | 0 | 25 | 0.013 | 0.62 | FIXED | 60.73 | PI3700-814 | 0 | 0 | 0 | 0 | 0 | 0 | 0 | 0 | 0 | 0 | 0 | [11 empty] | 109.0464
0 | PI3700-170.1 |  |  | 0 | 0.059055 | 0 | 25 | 0.013 | 0 | 38.0475 | 30 | 14.9989 | UNKN | Conduit | 30 | 1 |  | 0 | 107.6391 | 107.6391 | 0.0010764 | Estuary | 0 | FIXED | 60.3327 | PI3700-155 | 0 | 0.86025 | SUBURBS | 0 | 0 | 0 | 1 | Cond | 20 | 32.8084 | 1 | N | 0 |  | CIRC | ROAD | 0.7874 | Full | 0 | Other |  | 0.059055 | 0 | 25 | 0.013 | 0.17 | FIXED | 60.4617 | PI3700-170 | 0 | 0 | 0 | 0 | 0 | 0 | 0 | 0 | 0 | 0 | 0 | [11 empty] | 14.9992
0 | PI3700-705.1 |  |  | 0 | 0.059055 | 0 | 25 | 0.013 | 0 | 8.0913 | 30 | 308.4427 | UNKN | Conduit | 30 | 1 |  | 0 | 107.6391 | 107.6391 | 0.0010764 | Estuary | 0 | FIXED | 60.55 | PI3700-397 | 0 | 0.038905 | SUBURBS | 0 | 0 | 0 | 1 | Cond | 20 | 32.8084 | 1 | N | 0 |  | CIRC | ROAD | 0.7874 | Full | 0 | Other |  | 0.059055 | 0 | 25 | 0.013 | 0.62 | FIXED | 60.67 | PI3700-705 | 0 | 0 | 0 | 0 | 0 | 0 | 0 | 0 | 0 | 0 | 0 | [11 empty] | 308.4426
0 | PI3700-397.1 |  |  | 0 | 0.059055 | 0 | 25 | 0.013 | 0 | 8.0913 | 30 | 226.9978 | UNKN | Conduit | 30 | 1 |  | 0 | 107.6391 | 107.6391 | 0.0010764 | Estuary | 0 | FIXED | 60.4617 | PI3700-170 | 0 | 0.038905 | SUBURBS | 0 | 0 | 0 | 1 | Cond | 20 | 32.8084 | 1 | N | 0 |  | CIRC | ROAD | 0.7874 | Full | 0 | Other |  | 0.059055 | 0 | 25 | 0.013 | 0.17 | FIXED | 60.55 | PI3700-397 | 0 | 0 | 0 | 0 | 0 | 0 | 0 | 0 | 0 | 0 | 0 | [11 empty] | 226.9966
0 | PI3700-155.1 |  |  | 0 | 0.059055 | 0 | 25 | 0.013 | 0 | 38.0475 | 30 | 154.9155 | UNKN | Conduit | 30 | 1 |  | 0 | 107.6391 | 107.6391 | 0.0010764 | Estuary | 1 | FIXED | 59 | CC0300-8706 | 0 | 0.86025 | SUBURBS | 0 | 0 | 0 | 1 | Cond | 20 | 32.8084 | 1 | N | 0 |  | CIRC | ROAD | 0.7874 | Full | 0 | Other |  | 0.059055 | 0 | 25 | 0.013 | 0.18 | FIXED | 60.3327 | PI3700-155 | 0 | 0 | 0 | 0 | 0 | 0 | 0 | 0 | 0 | 0 | 0 | [11 empty] | 154.9157
0 | PI0505-2153.1 |  |  | 0 | 0.059055 | 0 | 25 | 0.013 | 0 | 10.195 | 30 | 275.2339 | UNKN | Conduit | 30 | 1 |  | 0 | 107.6391 | 107.6391 | 0.0010764 | Estuary | 0 | FIXED | 32.78 | PI0505-1878 | 0 | 0.061766 | SUBURBS | 0 | 0 | 0 | 1 | Cond | 20 | 32.8084 | 1 | N | 0 |  | CIRC | ROAD | 0.7874 | Full | 0 | Other |  | 0.059055 | 0 | 25 | 0.013 | 0.5 | FIXED | 32.95 | PI0505-2153 | 0 | 0 | 0 | 0 | 0 | 0 | 0 | 0 | 0 | 0 | 0 | [11 empty] | 275.233
0 | PI0505-1152.1 |  |  | 0 | 0.059055 | 0 | 25 | 0.013 | 0 | 18.3128 | 30 | 536.9139 | UNKN | Conduit | 30 | 1 |  | 0 | 107.6391 | 107.6391 | 0.0010764 | Estuary | 0 | FIXED | 31.28 | PI0505-615 | 0 | 0.19929 | SUBURBS | 0 | 0 | 0 | 1 | Cond | 20 | 32.8084 | 1 | N | 0 |  | CIRC | ROAD | 0.7874 | Full | 0 | Other |  | 0.059055 | 0 | 25 | 0.013 | 0.17 | FIXED | 32.35 | PI0505-1152 | 0 | 0 | 0 | 0 | 0 | 0 | 0 | 0 | 0 | 0 | 0 | [11 empty] | 536.8802
0 | PI0505-1381.1 |  |  | 0 | 0.059055 | 0 | 25 | 0.013 | 0 | 10.1438 | 30 | 228.9582 | UNKN | Conduit | 30 | 1 |  | 0 | 107.6391 | 107.6391 | 0.0010764 | Estuary | 0 | FIXED | 32.35 | PI0505-1152 | 0 | 0.061147 | SUBURBS | 0 | 0 | 0 | 1 | Cond | 20 | 32.8084 | 1 | N | 0 |  | CIRC | ROAD | 0.7874 | Full | 0 | Other |  | 0.059055 | 0 | 25 | 0.013 | 0.17 | FIXED | 32.49 | PI0505-1381 | 0 | 0 | 0 | 0 | 0 | 0 | 0 | 0 | 0 | 0 | 0 | [11 empty] | 228.9569
0 | PI0505-615.1 |  |  | 0 | 0.059055 | 0 | 25 | 0.013 | 0 | 13.9878 | 30 | 120.4089 | UNKN | Conduit | 30 | 1 |  | 0 | 107.6391 | 107.6391 | 0.0010764 | Estuary | 0 | FIXED | 31.14 | PI0505-495 | 0 | 0.11627 | SUBURBS | 0 | 0 | 0 | 1 | Cond | 20 | 32.8084 | 1 | N | 0 |  | CIRC | ROAD | 0.7874 | Full | 0 | Other |  | 0.059055 | 0 | 25 | 0.013 | 0.75 | FIXED | 31.28 | PI0505-615 | 0 | 0 | 0 | 0 | 0 | 0 | 0 | 0 | 0 | 0 | 0 | [11 empty] | 120.3816
0 | PI0505-1653.1 |  |  | 0 | 0.059055 | 0 | 25 | 0.013 | 0 | 9.9494 | 30 | 271.9917 | UNKN | Conduit | 30 | 1 |  | 0 | 107.6391 | 107.6391 | 0.0010764 | Estuary | 0 | FIXED | 32.49 | PI0505-1381 | 0 | 0.058825 | SUBURBS | 0 | 0 | 0 | 1 | Cond | 20 | 32.8084 | 1 | N | 0 |  | CIRC | ROAD | 0.7874 | Full | 0 | Other |  | 0.059055 | 0 | 25 | 0.013 | 0.24 | FIXED | 32.65 | PI0505-1653 | 0 | 0 | 0 | 0 | 0 | 0 | 0 | 0 | 0 | 0 | 0 | [11 empty] | 271.9911
0 | PI0505-1820.1 |  |  | 0 | 0.059055 | 0 | 25 | 0.013 | 0 | 9.7865 | 30 | 122.9917 | UNKN | Conduit | 30 | 1 |  | 0 | 107.6391 | 107.6391 | 0.0010764 | Estuary | 0 | FIXED | 32.68 | PI0505-1697 | 0 | 0.056914 | SUBURBS | 0 | 0 | 0 | 1 | Cond | 20 | 32.8084 | 1 | N | 0 |  | CIRC | ROAD | 0.7874 | Full | 0 | Other |  | 0.059055 | 0 | 25 | 0.013 | 0.53 | FIXED | 32.75 | PI0505-1820 | 0 | 0 | 0 | 0 | 0 | 0 | 0 | 0 | 0 | 0 | 0 | [11 empty] | 122.9911
0 | PI0505-1697.1 |  |  | 0 | 0.059055 | 0 | 25 | 0.013 | 0 | 10.7608 | 30 | 43.5976 | UNKN | Conduit | 30 | 1 |  | 0 | 107.6391 | 107.6391 | 0.0010764 | Estuary | 0 | FIXED | 32.65 | PI0505-1653 | 0 | 0.068811 | SUBURBS | 0 | 0 | 0 | 1 | Cond | 20 | 32.8084 | 1 | N | 0 |  | CIRC | ROAD | 0.7874 | Full | 0 | Other |  | 0.059055 | 0 | 25 | 0.013 | 0.24 | FIXED | 32.68 | PI0505-1697 | 0 | 0 | 0 | 0 | 0 | 0 | 0 | 0 | 0 | 0 | 0 | [11 empty] | 43.5985
0 | PI0505-1878.1 |  |  | 0 | 0.059055 | 0 | 25 | 0.013 | 0 | 9.3561 | 30 | 57.6718 | UNKN | Conduit | 30 | 1 |  | 0 | 107.6391 | 107.6391 | 0.0010764 | Estuary | 0 | FIXED | 32.75 | PI0505-1820 | 0 | 0.052019 | SUBURBS | 0 | 0 | 0 | 1 | Cond | 20 | 32.8084 | 1 | N | 0 |  | CIRC | ROAD | 0.7874 | Full | 0 | Other |  | 0.059055 | 0 | 25 | 0.013 | 0.53 | FIXED | 32.78 | PI0505-1878 | 0 | 0 | 0 | 0 | 0 | 0 | 0 | 0 | 0 | 0 | 0 | [11 empty] | 57.6719
0 | PI0505-495.1 |  |  | 0 | 0.059055 | 0 | 25 | 0.013 | 0 | 30.7744 | 30 | 111.9416 | UNKN | Conduit | 30 | 1 |  | 0 | 107.6391 | 107.6391 | 0.0010764 | Estuary | 0 | FIXED | 30.51 | PI0505-383 | 0 | 0.56279 | SUBURBS | 0 | 0 | 0 | 1 | Cond | 20 | 32.8084 | 1 | N | 0 |  | CIRC | ROAD | 0.7874 | Full | 0 | Other |  | 0.059055 | 0 | 25 | 0.013 | 0.17 | FIXED | 31.14 | PI0505-495 | 0 | 0 | 0 | 0 | 0 | 0 | 0 | 0 | 0 | 0 | 0 | [11 empty] | 111.9408
0 | PI5816-255.1 |  |  | 0 | 0.059055 | 0 | 25 | 0.013 | 0 | 32.3112 | 30 | 254.6718 | UNKN | Conduit | 30 | 1 |  | 0 | 107.6391 | 107.6391 | 0.0010764 | Estuary | 0 | FIXED | 50.22 | PI5800-4213 | 0 | 0.62041 | SUBURBS | 0 | 0 | 0 | 1 | Cond | 20 | 32.8084 | 1 | N | 0 |  | CIRC | ROAD | 0.7874 | Full | 0 | Other |  | 0.059055 | 0 | 25 | 0.013 | 0.17 | FIXED | 51.8 | PI5816-255 | 0 | 0 | 0 | 0 | 0 | 0 | 0 | 0 | 0 | 0 | 0 | [11 empty] | 254.6159
0 | PI5816-561.1 |  |  | 0 | 0.059055 | 0 | 25 | 0.013 | 0 | 18.3162 | 30 | 305.9775 | UNKN | Conduit | 30 | 1 |  | 0 | 107.6391 | 107.6391 | 0.0010764 | Estuary | 0 | FIXED | 51.8 | PI5816-255 | 0 | 0.19936 | SUBURBS | 0 | 0 | 0 | 1 | Cond | 20 | 32.8084 | 1 | N | 0 |  | CIRC | ROAD | 0.7874 | Full | 0 | Other |  | 0.059055 | 0 | 25 | 0.013 | 0.5 | FIXED | 52.41 | PI5816-561 | 0 | 0 | 0 | 0 | 0 | 0 | 0 | 0 | 0 | 0 | 0 | [11 empty] | 305.9317
0 | PI581601-47.1 |  |  | 0 | 0.059055 | 0 | 25 | 0.013 | 0 | 20.7893 | 30 | 46.723 | UNKN | Conduit | 30 | 1 |  | 0 | 107.6391 | 107.6391 | 0.0010764 | Estuary | 0 | FIXED | 52.41 | PI5816-561 | 0 | 0.25683 | SUBURBS | 0 | 0 | 0 | 1 | Cond | 20 | 32.8084 | 1 | N | 0 |  | CIRC | ROAD | 0.7874 | Full | 0 | Other |  | 0.059055 | 0 | 25 | 0.013 | 0.17 | FIXED | 52.53 | PI581601-47 | 0 | 0 | 0 | 0 | 0 | 0 | 0 | 0 | 0 | 0 | 0 | [11 empty] | 46.7226
0 | PI581601-178.1 |  |  | 0 | 0.059055 | 0 | 25 | 0.013 | 0 | 20.5366 | 30 | 131.6703 | UNKN | Conduit | 30 | 1 |  | 0 | 107.6391 | 107.6391 | 0.0010764 | Estuary | 0 | FIXED | 52.53 | PI581601-47 | 0 | 0.25063 | SUBURBS | 0 | 0 | 0 | 1 | Cond | 20 | 32.8084 | 1 | N | 0 |  | CIRC | ROAD | 0.7874 | Full | 0 | Other |  | 0.059055 | 0 | 25 | 0.013 | 0.5 | FIXED | 52.86 | PI581601-178 | 0 | 0 | 0 | 0 | 0 | 0 | 0 | 0 | 0 | 0 | 0 | [11 empty] | 131.67
0 | PI3800-2292.1 |  |  | 0 | 0.059055 | 0 | 25 | 0.013 | 0 | 20.5221 | 30 | 563.3858 | UNKN | Conduit | 30 | 1 |  | 0 | 107.6391 | 107.6391 | 0.0010764 | Estuary | 0 | FIXED | 62.15 | PI3800-1729 | 0 | 0.25027 | SUBURBS | 0 | 0 | 0 | 1 | Cond | 20 | 32.8084 | 1 | N | 0 |  | CIRC | ROAD | 0.7874 | Full | 0 | Other |  | 0.059055 | 0 | 25 | 0.013 | 0.17 | FIXED | 63.56 | PI3800-2292 | 0 | 0 | 0 | 0 | 0 | 0 | 0 | 0 | 0 | 0 | 0 | [11 empty] | 563.3445
0 | PI3800-2319.1 |  |  | 0 | 0.059055 | 0 | 25 | 0.013 | 0 | 20.5221 | 30 | 26.4755 | UNKN | Conduit | 30 | 1 |  | 0 | 107.6391 | 107.6391 | 0.0010764 | Estuary | 0 | FIXED | 63.56 | PI3800-2292 | 0 | 0.25027 | SUBURBS | 0 | 0 | 0 | 1 | Cond | 20 | 32.8084 | 1 | N | 0 |  | CIRC | ROAD | 0.7874 | Full | 0 | Other |  | 0.059055 | 0 | 25 | 0.013 | 0.17 | FIXED | 63.6263 | PI3800-2319 | 0 | 0 | 0 | 0 | 0 | 0 | 0 | 0 | 0 | 0 | 0 | [11 empty] | 26.4752
0 | PI3800-2417.1 |  |  | 0 | 0.059055 | 0 | 25 | 0.013 | 0 | 15.9099 | 30 | 98.0889 | UNKN | Conduit | 30 | 1 |  | 0 | 107.6391 | 107.6391 | 0.0010764 | Estuary | 0 | FIXED | 63.6263 | PI3800-2319 | 0 | 0.15042 | SUBURBS | 0 | 0 | 0 | 1 | Cond | 20 | 32.8084 | 1 | N | 0 |  | CIRC | ROAD | 0.7874 | Full | 0 | Other |  | 0.059055 | 0 | 25 | 0.013 | 0.17 | FIXED | 63.7738 | PI3800-2417 | 0 | 0 | 0 | 0 | 0 | 0 | 0 | 0 | 0 | 0 | 0 | [11 empty] | 98.0885
0 | PI3800-2571.1 |  |  | 0 | 0.059055 | 0 | 25 | 0.013 | 0 | 15.9099 | 30 | 154.4356 | UNKN | Conduit | 30 | 1 |  | 0 | 107.6391 | 107.6391 | 0.0010764 | Estuary | 0 | FIXED | 63.7738 | PI3800-2417 | 0 | 0.15042 | SUBURBS | 0 | 0 | 0 | 1 | Cond | 20 | 32.8084 | 1 | N | 0 |  | CIRC | ROAD | 0.7874 | Full | 0 | Other |  | 0.059055 | 0 | 25 | 0.013 | 0.76 | FIXED | 64.0061 | PI3800-2571 | 0 | 0 | 0 | 0 | 0 | 0 | 0 | 0 | 0 | 0 | 0 | [11 empty] | 154.4358
0 | PI3800-1729.1 |  |  | 0 | 0.059055 | 0 | 25 | 0.013 | 0 | 20.4664 | 30 | 429.8617 | UNKN | Conduit | 30 | 1 |  | 0 | 107.6391 | 107.6391 | 0.0010764 | Estuary | 0 | FIXED | 61.08 | PI3800-1299 | 0 | 0.24892 | SUBURBS | 0 | 0 | 0 | 1 | Cond | 20 | 32.8084 | 1 | N | 0 |  | CIRC | ROAD | 0.7874 | Full | 0 | Other |  | 0.059055 | 0 | 25 | 0.013 | 0.17 | FIXED | 62.15 | PI3800-1729 | 0 | 0 | 0 | 0 | 0 | 0 | 0 | 0 | 0 | 0 | 0 | [11 empty] | 429.8603
0 | PI3800-795.1 |  |  | 0 | 0.059055 | 0 | 25 | 0.013 | 0 | 9.7191 | 36 | 795.3458 | UNKN | Conduit | 36 | 1 |  | 0 | 107.6391 | 107.6391 | 0.0010764 | Estuary | 1 | FIXED | 59.6579 | CC0300-8868 | 0 | 0.021229 | SUBURBS | 0 | 0 | 0 | 1 | Cond | 20 | 32.8084 | 1 | N | 0 |  | CIRC | ROAD | 0.7874 | Full | 0 | Other |  | 0.059055 | 0 | 25 | 0.013 | 0.19 | FIXED | 59.8267 | PI3800-795 | 0 | 0 | 0 | 0 | 0 | 0 | 0 | 0 | 0 | 0 | 0 | [11 empty] | 795.3442
0 | PI4300-1157.1 |  |  | 0 | 0.059055 | 0 | 25 | 0.013 | 0 | 23.5086 | 30 | 176.5877 | UNKN | Conduit | 30 | 1 |  | 0 | 107.6391 | 107.6391 | 0.0010764 | Estuary | 0 | FIXED | 74.8547 | PI4300-981 | 0 | 0.32842 | SUBURBS | 0 | 0 | 0 | 1 | Cond | 20 | 32.8084 | 1 | N | 0 |  | CIRC | ROAD | 0.7874 | Full | 0 | Other |  | 0.059055 | 0 | 25 | 0.013 | 0.5 | FIXED | 75.4346 | PI4300-1157 | 0 | 0 | 0 | 0 | 0 | 0 | 0 | 0 | 0 | 0 | 0 | [11 empty] | 176.5227
0 | PI4300-1380.1 |  |  | 0 | 0.059055 | 0 | 25 | 0.013 | 0 | 23.5086 | 30 | 223.2664 | UNKN | Conduit | 30 | 1 |  | 0 | 107.6391 | 107.6391 | 0.0010764 | Estuary | 0 | FIXED | 75.4346 | PI4300-1157 | 0 | 0.32842 | SUBURBS | 0 | 0 | 0 | 1 | Cond | 20 | 32.8084 | 1 | N | 0 |  | CIRC | ROAD | 0.7874 | Full | 0 | Other |  | 0.059055 | 0 | 25 | 0.013 | 0.17 | FIXED | 76.1679 | PI4300-1380 | 0 | 0 | 0 | 0 | 0 | 0 | 0 | 0 | 0 | 0 | 0 | [11 empty] | 223.267
0 | PI4300-1401.1 |  |  | 0 | 0.059055 | 0 | 25 | 0.013 | 0 | 23.5086 | 30 | 20.7486 | UNKN | Conduit | 30 | 1 |  | 0 | 107.6391 | 107.6391 | 0.0010764 | Estuary | 0 | FIXED | 76.1679 | PI4300-1380 | 0 | 0.32842 | SUBURBS | 0 | 0 | 0 | 1 | Cond | 20 | 32.8084 | 1 | N | 0 |  | CIRC | ROAD | 0.7874 | Full | 0 | Other |  | 0.059055 | 0 | 25 | 0.013 | 0.75 | FIXED | 76.236 | PI4300-1401 | 0 | 0 | 0 | 0 | 0 | 0 | 0 | 0 | 0 | 0 | 0 | [11 empty] | 20.748
0 | PI4300-1491.1 |  |  | 0 | 0.059055 | 0 | 25 | 0.013 | 0 | 23.5086 | 30 | 89.9939 | UNKN | Conduit | 30 | 1 |  | 0 | 107.6391 | 107.6391 | 0.0010764 | Estuary | 0 | FIXED | 76.236 | PI4300-1401 | 0 | 0.32842 | SUBURBS | 0 | 0 | 0 | 1 | Cond | 20 | 32.8084 | 1 | N | 0 |  | CIRC | ROAD | 0.7874 | Full | 0 | Other |  | 0.059055 | 0 | 25 | 0.013 | 0.17 | FIXED | 76.5316 | PI4300-1491 | 0 | 0 | 0 | 0 | 0 | 0 | 0 | 0 | 0 | 0 | 0 | [11 empty] | 89.9932
0 | PI4300-1650.1 |  |  | 0 | 0.059055 | 0 | 25 | 0.013 | 0 | 23.5086 | 30 | 158.9894 | UNKN | Conduit | 30 | 1 |  | 0 | 107.6391 | 107.6391 | 0.0010764 | Estuary | 0 | FIXED | 76.5316 | PI4300-1491 | 0 | 0.32842 | SUBURBS | 0 | 0 | 0 | 1 | Cond | 20 | 32.8084 | 1 | N | 0 |  | CIRC | ROAD | 0.7874 | Full | 0 | Other |  | 0.059055 | 0 | 25 | 0.013 | 0.17 | FIXED | 77.0537 | PI4300-1650 | 0 | 0 | 0 | 0 | 0 | 0 | 0 | 0 | 0 | 0 | 0 | [11 empty] | 158.9892
0 | PI4300-1833.1 |  |  | 0 | 0.059055 | 0 | 25 | 0.013 | 0 | 23.5086 | 30 | 182.9877 | UNKN | Conduit | 30 | 1 |  | 0 | 107.6391 | 107.6391 | 0.0010764 | Estuary | 0 | FIXED | 77.0537 | PI4300-1650 | 0 | 0.32842 | SUBURBS | 0 | 0 | 0 | 1 | Cond | 20 | 32.8084 | 1 | N | 0 |  | CIRC | ROAD | 0.7874 | Full | 0 | Other |  | 0.059055 | 0 | 25 | 0.013 | 0.17 | FIXED | 77.6547 | PI4300-1833 | 0 | 0 | 0 | 0 | 0 | 0 | 0 | 0 | 0 | 0 | 0 | [11 empty] | 182.9875
0 | PI4300-981.1 |  |  | 0 | 0.059055 | 0 | 25 | 0.013 | 0 | 23.5086 | 30 | 559.6168 | UNKN | Conduit | 30 | 1 |  | 0 | 107.6391 | 107.6391 | 0.0010764 | Estuary | 0 | FIXED | 73.0168 | PI4300-421 | 0 | 0.32842 | SUBURBS | 0 | 0 | 0 | 1 | Cond | 20 | 32.8084 | 1 | N | 0 |  | CIRC | ROAD | 0.7874 | Full | 0 | Other |  | 0.059055 | 0 | 25 | 0.013 | 0.17 | FIXED | 74.8547 | PI4300-981 | 0 | 0 | 0 | 0 | 0 | 0 | 0 | 0 | 0 | 0 | 0 | [11 empty] | 559.6156
0 | PI4300-421.1 |  |  | 0 | 0.059055 | 0 | 25 | 0.013 | 0 | 23.5086 | 30 | 280.9651 | UNKN | Conduit | 30 | 1 |  | 0 | 107.6391 | 107.6391 | 0.0010764 | Estuary | 0 | FIXED | 72.0941 | PI4300-140 | 0 | 0.32842 | SUBURBS | 0 | 0 | 0 | 1 | Cond | 20 | 32.8084 | 1 | N | 0 |  | CIRC | ROAD | 0.7874 | Full | 0 | Other |  | 0.059055 | 0 | 25 | 0.013 | 0.17 | FIXED | 73.0168 | PI4300-421 | 0 | 0 | 0 | 0 | 0 | 0 | 0 | 0 | 0 | 0 | 0 | [11 empty] | 280.8593
0 | PI4300-2233.1 |  |  | 0 | 0.059055 | 0 | 25 | 0.013 | 0 | 23.5086 | 30 | 399.9729 | UNKN | Conduit | 30 | 1 |  | 0 | 107.6391 | 107.6391 | 0.0010764 | Estuary | 0 | FIXED | 77.6547 | PI4300-1833 | 0 | 0.32842 | SUBURBS | 0 | 0 | 0 | 1 | Cond | 20 | 32.8084 | 1 | N | 0 |  | CIRC | ROAD | 0.7874 | Full | 0 | Other |  | 0.059055 | 0 | 25 | 0.013 | 0.17 | FIXED | 78.9682 | PI4300-2233 | 0 | 0 | 0 | 0 | 0 | 0 | 0 | 0 | 0 | 0 | 0 | [11 empty] | 399.9715
0 | PI4000-643.1 |  |  | 0 | 0.059055 | 0 | 25 | 0.013 | 0 | 20.5583 | 30 | 43.7971 | UNKN | Conduit | 30 | 1 |  | 0 | 107.6391 | 107.6391 | 0.0010764 | Estuary | 0 | FIXED | 64.78 | PI4000-599 | 0 | 0.25116 | SUBURBS | 0 | 0 | 0 | 1 | Cond | 20 | 32.8084 | 1 | N | 0 |  | CIRC | ROAD | 0.7874 | Full | 0 | Other |  | 0.059055 | 0 | 25 | 0.013 | 0.17 | FIXED | 64.89 | PI4000-643 | 0 | 0 | 0 | 0 | 0 | 0 | 0 | 0 | 0 | 0 | 0 | [11 empty] | 43.7906
0 | PI4000-664.1 |  |  | 0 | 0.059055 | 0 | 25 | 0.013 | 0 | 39.021 | 30 | 20.9984 | UNKN | Conduit | 30 | 1 |  | 0 | 107.6391 | 107.6391 | 0.0010764 | Estuary | 0 | FIXED | 64.89 | PI4000-643 | 0 | 0.90483 | SUBURBS | 0 | 0 | 0 | 1 | Cond | 20 | 32.8084 | 1 | N | 0 |  | CIRC | ROAD | 0.7874 | Full | 0 | Other |  | 0.059055 | 0 | 25 | 0.013 | 0.96 | FIXED | 65.08 | PI4000-664 | 0 | 0 | 0 | 0 | 0 | 0 | 0 | 0 | 0 | 0 | 0 | [11 empty] | 20.9984
0 | PI3800-3246.1 |  |  | 0 | 0.059055 | 0 | 25 | 0.013 | 0 | 14.5906 | 30 | 674.9744 | UNKN | Conduit | 30 | 1 |  | 0 | 107.6391 | 107.6391 | 0.0010764 | Estuary | 0 | FIXED | 64.0061 | PI3800-2571 | 0 | 0.12651 | SUBURBS | 0 | 0 | 0 | 1 | Cond | 20 | 32.8084 | 1 | N | 0 |  | CIRC | ROAD | 0.7874 | Full | 0 | Other |  | 0.059055 | 0 | 25 | 0.013 | 0.84 | FIXED | 64.86 | PI3800-3246 | 0 | 0 | 0 | 0 | 0 | 0 | 0 | 0 | 0 | 0 | 0 | [11 empty] | 674.9734
0 | PI9600-2907.1 |  |  | 0 | 0.059055 | 0 | 25 | 0.013 | 0 | 31.8799 | 30 | 91.0664 | UNKN | Conduit | 30 | 1 |  | 0 | 107.6391 | 107.6391 | 0.0010764 | Estuary | 0 | FIXED | 83.87 | PI9600-2816 | 0 | 0.60396 | SUBURBS | 0 | 0 | 0 | 1 | Cond | 20 | 32.8084 | 1 | N | 0 |  | CIRC | ROAD | 0.7874 | Full | 0 | Other |  | 0.059055 | 0 | 25 | 0.013 | 0.17 | FIXED | 84.42 | PI9600-2907 | 0 | 0 | 0 | 0 | 0 | 0 | 0 | 0 | 0 | 0 | 0 | [11 empty] | 91.0466
0 | PI9600-3082.1 |  |  | 0 | 0.059055 | 0 | 25 | 0.013 | 0 | 9.8144 | 30 | 174.7034 | UNKN | Conduit | 30 | 1 |  | 0 | 107.6391 | 107.6391 | 0.0010764 | Estuary | 0 | FIXED | 84.42 | PI9600-2907 | 0 | 0.05724 | SUBURBS | 0 | 0 | 0 | 1 | Cond | 20 | 32.8084 | 1 | N | 0 |  | CIRC | ROAD | 0.7874 | Full | 0 | Other |  | 0.059055 | 0 | 25 | 0.013 | 0.25 | FIXED | 84.52 | PI9600-3082 | 0 | 0 | 0 | 0 | 0 | 0 | 0 | 0 | 0 | 0 | 0 | [11 empty] | 174.6681
0 | PI6600-3748.1 |  |  | 0 | 0.059055 | 0 | 25 | 0.013 | 0 | 23.984 | 30 | 35.1049 | UNKN | Conduit | 30 | 1 |  | 0 | 107.6391 | 107.6391 | 0.0010764 | Estuary | 0 | FIXED | 8.17 | PI6600-3713 | 0 | 0.34183 | SUBURBS | 0 | 0 | 0 | 1 | Cond | 20 | 32.8084 | 1 | N | 0 |  | CIRC | ROAD | 0.7874 | Full | 0 | Other |  | 0.059055 | 0 | 25 | 0.013 | 0.52 | FIXED | 8.29 | PI6600-3748 | 0 | 0 | 0 | 0 | 0 | 0 | 0 | 0 | 0 | 0 | 0 | [11 empty] | 35.105
0 | PI6600-3881.1 |  |  | 0 | 0.059055 | 0 | 25 | 0.013 | 0 | 20.4749 | 30 | 132.4648 | UNKN | Conduit | 30 | 1 |  | 0 | 107.6391 | 107.6391 | 0.0010764 | Estuary | 0 | FIXED | 8.29 | PI6600-3748 | 0 | 0.24912 | SUBURBS | 0 | 0 | 0 | 1 | Cond | 20 | 32.8084 | 1 | N | 0 |  | CIRC | ROAD | 0.7874 | Full | 0 | Other |  | 0.059055 | 0 | 25 | 0.013 | 0.34 | FIXED | 8.62 | PI6600-3881 | 0 | 0 | 0 | 0 | 0 | 0 | 0 | 0 | 0 | 0 | 0 | [11 empty] | 132.4646
0 | PI6600-3895.1 |  |  | 0 | 0.059055 | 0 | 25 | 0.013 | 0 | 26.2856 | 30 | 14.6132 | UNKN | Conduit | 30 | 1 |  | 0 | 107.6391 | 107.6391 | 0.0010764 | Estuary | 0 | FIXED | 8.62 | PI6600-3881 | 0 | 0.41059 | SUBURBS | 0 | 0 | 0 | 1 | Cond | 20 | 32.8084 | 1 | N | 0 |  | CIRC | ROAD | 0.7874 | Full | 0 | Other |  | 0.059055 | 0 | 25 | 0.013 | 0.25 | FIXED | 8.68 | PI6600-3895 | 0 | 0 | 0 | 0 | 0 | 0 | 0 | 0 | 0 | 0 | 0 | [11 empty] | 14.613
0 | PI4000-93.1 |  |  | 0 | 0.059055 | 0 | 25 | 0.013 | 0 | 26.3435 | 30 | 48.4969 | UNKN | Conduit | 30 | 1 |  | 0 | 107.6391 | 107.6391 | 0.0010764 | Estuary | 0 | FIXED | 63.83 | PI4000-44 | 0 | 0.4124 | SUBURBS | 0 | 0 | 0 | 1 | Cond | 20 | 32.8084 | 1 | N | 0 |  | CIRC | ROAD | 0.7874 | Full | 0 | Other |  | 0.059055 | 0 | 25 | 0.013 | 0.75 | FIXED | 64.03 | PI4000-93 | 0 | 0 | 0 | 0 | 0 | 0 | 0 | 0 | 0 | 0 | 0 | [11 empty] | 48.496
0 | PI4000-153.1 |  |  | 0 | 0.059055 | 0 | 25 | 0.013 | 0 | -5.2939 | 30 | 60.0443 | UNKN | Conduit | 30 | 1 |  | 0 | 107.6391 | 107.6391 | 0.0010764 | Estuary | 0 | FIXED | 64.03 | PI4000-93 | 0 | -0.016654 | SUBURBS | 0 | 0 | 0 | 1 | Cond | 20 | 32.8084 | 1 | N | 0 |  | CIRC | ROAD | 0.7874 | Full | 0 | Other |  | 0.059055 | 0 | 25 | 0.013 | 0.2 | FIXED | 64.02 | PI4000-153 | 0 | 0 | 0 | 0 | 0 | 0 | 0 | 0 | 0 | 0 | 0 | [11 empty] | 60.0436
0 | PI4000-44.1 |  |  | 0 | 0.059055 | 0 | 25 | 0.013 | 0 | 35.3644 | 30 | 44.4029 | UNKN | Conduit | 30 | 1 |  | 0 | 107.6391 | 107.6391 | 0.0010764 | Estuary | 1 | FIXED | 63.5 | CC0300-9939 | 0 | 0.74319 | SUBURBS | 0 | 0 | 0 | 1 | Cond | 20 | 32.8084 | 1 | N | 0 |  | CIRC | ROAD | 0.7874 | Full | 0 | Other |  | 0.059055 | 0 | 25 | 0.013 | 0.37 | FIXED | 63.83 | PI4000-44 | 0 | 0 | 0 | 0 | 0 | 0 | 0 | 0 | 0 | 0 | 0 | [11 empty] | 44.4066
0 | PI4000-222.1 |  |  | 0 | 0.059055 | 0 | 25 | 0.013 | 0 | 22.0056 | 30 | 69.5012 | UNKN | Conduit | 30 | 1 |  | 0 | 107.6391 | 107.6391 | 0.0010764 | Estuary | 0 | FIXED | 64.02 | PI4000-153 | 0 | 0.28776 | SUBURBS | 0 | 0 | 0 | 1 | Cond | 20 | 32.8084 | 1 | N | 0 |  | CIRC | ROAD | 0.7874 | Full | 0 | Other |  | 0.059055 | 0 | 25 | 0.013 | 0.25 | FIXED | 64.22 | PI4000-222 | 0 | 0 | 0 | 0 | 0 | 0 | 0 | 0 | 0 | 0 | 0 | [11 empty] | 69.5018
0 | PI4300-140.1 |  |  | 0 | 0.059055 | 0 | 25 | 0.013 | 0 | 18.1033 | 30 | 139.9745 | UNKN | Conduit | 30 | 1 |  | 0 | 107.6391 | 107.6391 | 0.0010764 | Estuary | 1 | FIXED | 71.8215 | CC0300-11279 | 0 | 0.19475 | SUBURBS | 0 | 0 | 0 | 1 | Cond | 20 | 32.8084 | 1 | N | 0 |  | CIRC | ROAD | 0.7874 | Full | 0 | Other |  | 0.059055 | 0 | 25 | 0.013 | 0.61 | FIXED | 72.0941 | PI4300-140 | 0 | 0 | 0 | 0 | 0 | 0 | 0 | 0 | 0 | 0 | 0 | [11 empty] | 139.9737
0 | PI4000-599.1 |  |  | 0 | 0.059055 | 0 | 25 | 0.013 | 0 | 15.8174 | 30 | 376.6565 | UNKN | Conduit | 30 | 1 |  | 0 | 107.6391 | 107.6391 | 0.0010764 | Estuary | 0 | FIXED | 64.22 | PI4000-222 | 0 | 0.14868 | SUBURBS | 0 | 0 | 0 | 1 | Cond | 20 | 32.8084 | 1 | N | 0 |  | CIRC | ROAD | 0.7874 | Full | 0 | Other |  | 0.059055 | 0 | 25 | 0.013 | 0.63 | FIXED | 64.78 | PI4000-599 | 0 | 0 | 0 | 0 | 0 | 0 | 0 | 0 | 0 | 0 | 0 | [11 empty] | 376.6552
0 | PI6502-1869.1 |  |  | 0 | 0.059055 | 0 | 25 | 0.013 | 0 | 20.4776 | 30 | 601.9506 | UNKN | Conduit | 30 | 1 |  | 0 | 107.6391 | 107.6391 | 0.0010764 | Estuary | 0 | FIXED | 14.24 | PI6502-1267 | 0 | 0.24919 | SUBURBS | 0 | 0 | 0 | 1 | Cond | 20 | 32.8084 | 1 | N | 0 |  | CIRC | ROAD | 0.7874 | Full | 0 | Other |  | 0.059055 | 0 | 25 | 0.013 | 0.5 | FIXED | 15.74 | PI6502-1869 | 0 | 0 | 0 | 0 | 0 | 0 | 0 | 0 | 0 | 0 | 0 | [11 empty] | 601.9491
0 | PI8000-290.1 |  |  | 0 | 0.059055 | 0 | 25 | 0.013 | 0 | 24.127 | 30 | 289.9776 | UNKN | Conduit | 30 | 1 |  | 0 | 107.6391 | 107.6391 | 0.0010764 | Estuary | 0 | FIXED | 36.0804 | PI8000-15 | 0 | 0.34592 | SUBURBS | 0 | 0 | 0 | 1 | Cond | 20 | 32.8084 | 1 | N | 0 |  | CIRC | ROAD | 0.7874 | Full | 0 | Other |  | 0.059055 | 0 | 25 | 0.013 | 0.17 | FIXED | 37.0835 | PI8000-290 | 0 | 0 | 0 | 0 | 0 | 0 | 0 | 0 | 0 | 0 | 0 | [11 empty] | 275.3575
0 | PI8000-766.1 |  |  | 0 | 0.059055 | 0 | 25 | 0.013 | 0 | 24.127 | 30 | 476.0364 | UNKN | Conduit | 30 | 1 |  | 0 | 107.6391 | 107.6391 | 0.0010764 | Estuary | 0 | FIXED | 37.0835 | PI8000-290 | 0 | 0.34592 | SUBURBS | 0 | 0 | 0 | 1 | Cond | 20 | 32.8084 | 1 | N | 0 |  | CIRC | ROAD | 0.7874 | Full | 0 | Other |  | 0.059055 | 0 | 25 | 0.013 | 0.83 | FIXED | 38.7303 | PI8000-766 | 0 | 0 | 0 | 0 | 0 | 0 | 0 | 0 | 0 | 0 | 0 | [11 empty] | 476.0355
0 | PI6502-353.1 |  |  | 0 | 0.059055 | 0 | 25 | 0.013 | 0 | 16.427 | 30 | 342.9832 | UNKN | Conduit | 30 | 1 |  | 0 | 107.6391 | 107.6391 | 0.0010764 | Estuary | 0 | FIXED | 12.87 | PI6502-10 | 0 | 0.16036 | SUBURBS | 0 | 0 | 0 | 1 | Cond | 20 | 32.8084 | 1 | N | 0 |  | CIRC | ROAD | 0.7874 | Full | 0 | Other |  | 0.059055 | 0 | 25 | 0.013 | 0.17 | FIXED | 13.42 | PI6502-353 | 0 | 0 | 0 | 0 | 0 | 0 | 0 | 0 | 0 | 0 | 0 | [11 empty] | 342.9818
0 | PI0504-300.1 |  |  | 0 | 0.059055 | 0 | 25 | 0.013 | 0 | -45.4224 | 60 | 1118 | UNKN | Conduit | 60 | 1 |  | 0 | 107.6391 | 107.6391 | 0.0010764 | Estuary | 0 | FIXED | 29.46 | PI0500-8510 | 0 | -0.030411 | SUBURBS | 0 | 0 | 0 | 1 | Cond | 20 | 32.8084 | 1 | N | 0 |  | CIRC | ROAD | 0.7874 | Full | 0 | Other |  | 0.059055 | 0 | 25 | 0.013 | 0.25 | FIXED | 29.12 | PI0504-300 | 0 | 0 | 0 | 0 | 0 | 0 | 0 | 0 | 0 | 0 | 0 | [11 empty] | 300.118
0 | PI0504-600.1 |  |  | 0 | 0.059055 | 0 | 25 | 0.013 | 0 | 35.2983 | 36 | 299.9775 | UNKN | Conduit | 36 | 1 |  | 0 | 107.6391 | 107.6391 | 0.0010764 | Estuary | 0 | FIXED | 30.3 | PI0504-300 | 0 | 0.28002 | SUBURBS | 0 | 0 | 0 | 1 | Cond | 20 | 32.8084 | 1 | N | 0 |  | CIRC | ROAD | 0.7874 | Full | 0 | Other |  | 0.059055 | 0 | 25 | 0.013 | 0.17 | FIXED | 31.14 | PI0504-600 | 0 | 0 | 0 | 0 | 0 | 0 | 0 | 0 | 0 | 0 | 0 | [11 empty] | 299.9763
0 | PI0504-935.1 |  |  | 0 | 0.059055 | 0 | 25 | 0.013 | 0 | 35.3359 | 36 | 334.975 | UNKN | Conduit | 36 | 1 |  | 0 | 107.6391 | 107.6391 | 0.0010764 | Estuary | 0 | FIXED | 31.14 | PI0504-600 | 0 | 0.28062 | SUBURBS | 0 | 0 | 0 | 1 | Cond | 20 | 32.8084 | 1 | N | 0 |  | CIRC | ROAD | 0.7874 | Full | 0 | Other |  | 0.059055 | 0 | 25 | 0.013 | 0.71 | FIXED | 32.08 | PI0504-935 | 0 | 0 | 0 | 0 | 0 | 0 | 0 | 0 | 0 | 0 | 0 | [11 empty] | 334.9746
0 | PI1500-2470.1 |  |  | 0 | 0.059055 | 0 | 25 | 0.013 | 0 | 20.457 | 30 | 261.3729 | UNKN | Conduit | 30 | 1 |  | 0 | 107.6391 | 107.6391 | 0.0010764 | Estuary | 0 | FIXED | 34.1 | PI1500-2209 | 0 | 0.24869 | SUBURBS | 0 | 0 | 0 | 1 | Cond | 20 | 32.8084 | 1 | N | 0 |  | CIRC | ROAD | 0.7874 | Full | 0 | Other |  | 0.059055 | 0 | 25 | 0.013 | 0.38 | FIXED | 34.75 | PI1500-2470 | 0 | 0 | 0 | 0 | 0 | 0 | 0 | 0 | 0 | 0 | 0 | [11 empty] | 261.373
0 | PI1500-2209.1 |  |  | 0 | 0.059055 | 0 | 25 | 0.013 | 0 | 0 | 29 | 235.5903 | UNKN | Conduit | 45 | 1 |  | 0 | 107.6391 | 107.6391 | 0.0010764 | Estuary | 0 | FIXED | 33.68 | PI1500-1973 | 0 | 0.17828 | SUBURBS | 0 | 0 | 0 | 1 | Cond | 20 | 32.8084 | 1 | N | 0 |  | Ellipse | ROAD | 0.7874 | Full | 0 | Other |  | 0.059055 | 0 | 25 | 0.013 | 0.26 | FIXED | 34.1 | PI1500-2209 | 0 | 0 | 0 | 0 | 0 | 0 | 0 | 0 | 0 | 0 | 0 | [11 empty] | 235.5895
0 | PI1500-1691.1 |  |  | 0 | 0.059055 | 0 | 25 | 0.013 | 0 | 44.7498 | 30 | 215.9633 | UNKN | Conduit | 30 | 1 |  | 0 | 107.6391 | 107.6391 | 0.0010764 | Estuary | 0 | FIXED | 30.48 | PI1500-1475 | 0 | 1.19 | SUBURBS | 0 | 0 | 0 | 1 | Cond | 20 | 32.8084 | 1 | N | 0 |  | CIRC | ROAD | 0.7874 | Full | 0 | Other |  | 0.059055 | 0 | 25 | 0.013 | 0.34 | FIXED | 33.05 | PI1500-1691 | 0 | 0 | 0 | 0 | 0 | 0 | 0 | 0 | 0 | 0 | 0 | [11 empty] | 215.963
0 | PI1500-1118.1 |  |  | 0 | 0.059055 | 0 | 25 | 0.013 | 0 | 29.5276 | 30 | 260.5593 | UNKN | Conduit | 30 | 1 |  | 0 | 107.6391 | 107.6391 | 0.0010764 | Estuary | 0 | FIXED | 27.36 | PI1500-857 | 0 | 0.51812 | SUBURBS | 0 | 0 | 0 | 1 | Cond | 20 | 32.8084 | 1 | N | 0 |  | CIRC | ROAD | 0.7874 | Full | 0 | Other |  | 0.059055 | 0 | 25 | 0.013 | 0.23 | FIXED | 28.71 | PI1500-1118 | 0 | 0 | 0 | 0 | 0 | 0 | 0 | 0 | 0 | 0 | 0 | [11 empty] | 260.5594
0 | PI1500-857.1 |  |  | 0 | 0.059055 | 0 | 25 | 0.013 | 0 | 25.1141 | 30 | 452.9506 | UNKN | Conduit | 30 | 1 |  | 0 | 107.6391 | 107.6391 | 0.0010764 | Estuary | 0 | FIXED | 25.6623 | PI1500-404 | 0 | 0.37481 | SUBURBS | 0 | 0 | 0 | 1 | Cond | 20 | 32.8084 | 1 | N | 0 |  | CIRC | ROAD | 0.7874 | Full | 0 | Other |  | 0.059055 | 0 | 25 | 0.013 | 0.2 | FIXED | 27.36 | PI1500-857 | 0 | 0 | 0 | 0 | 0 | 0 | 0 | 0 | 0 | 0 | 0 | [11 empty] | 452.9365
0 | PI1500-1973.1 |  |  | 0 | 0.059055 | 0 | 25 | 0.013 | 0 | 0 | 29 | 281.7057 | UNKN | Conduit | 45 | 1 |  | 0 | 107.6391 | 107.6391 | 0.0010764 | Estuary | 0 | FIXED | 33.05 | PI1500-1691 | 0 | 0.22364 | SUBURBS | 0 | 0 | 0 | 1 | Cond | 20 | 32.8084 | 1 | N | 0 |  | Ellipse | ROAD | 0.7874 | Full | 0 | Other |  | 0.059055 | 0 | 25 | 0.013 | 0.36 | FIXED | 33.68 | PI1500-1973 | 0 | 0 | 0 | 0 | 0 | 0 | 0 | 0 | 0 | 0 | 0 | [11 empty] | 281.7054
0 | PI1500-2762.1 |  |  | 0 | 0.059055 | 0 | 25 | 0.013 | 0 | 20.4959 | 30 | 292.4261 | UNKN | Conduit | 30 | 1 |  | 0 | 107.6391 | 107.6391 | 0.0010764 | Estuary | 0 | FIXED | 34.75 | PI1500-2470 | 0 | 0.24964 | SUBURBS | 0 | 0 | 0 | 1 | Cond | 20 | 32.8084 | 1 | N | 0 |  | CIRC | ROAD | 0.7874 | Full | 0 | Other |  | 0.059055 | 0 | 25 | 0.013 | 0.23 | FIXED | 35.48 | PI1500-2762 | 0 | 0 | 0 | 0 | 0 | 0 | 0 | 0 | 0 | 0 | 0 | [11 empty] | 292.4247
0 | PI2600-1436.1 |  |  | 0 | 0.059055 | 0 | 25 | 0.013 | 0 | 20.5941 | 30 | 218.2267 | UNKN | Conduit | 30 | 1 |  | 0 | 107.6391 | 107.6391 | 0.0010764 | Estuary | 0 | FIXED | 38.86 | PI2600-1218 | 0 | 0.25203 | SUBURBS | 0 | 0 | 0 | 1 | Cond | 20 | 32.8084 | 1 | N | 0 |  | CIRC | ROAD | 0.7874 | Full | 0 | Other |  | 0.059055 | 0 | 25 | 0.013 | 0.2 | FIXED | 39.41 | PI2600-1436 | 0 | 0 | 0 | 0 | 0 | 0 | 0 | 0 | 0 | 0 | 0 | [11 empty] | 218.2261
0 | PI7500-246.1 |  |  | 0 | 0.059055 | 0 | 25 | 0.013 | 0 | 20.5116 | 30 | 119.9911 | UNKN | Conduit | 30 | 1 |  | 0 | 107.6391 | 107.6391 | 0.0010764 | Estuary | 0 | FIXED | 17.66 | PI7500-126 | 0 | 0.25002 | SUBURBS | 0 | 0 | 0 | 1 | Cond | 20 | 32.8084 | 1 | N | 0 |  | CIRC | ROAD | 0.7874 | Full | 0 | Other |  | 0.059055 | 0 | 25 | 0.013 | 0.5 | FIXED | 17.96 | PI7500-246 | 0 | 0 | 0 | 0 | 0 | 0 | 0 | 0 | 0 | 0 | 0 | [11 empty] | 119.9907
0 | PI7500-126.1 |  |  | 0 | 0.059055 | 0 | 25 | 0.013 | 0 | 20.6465 | 30 | 126.3237 | UNKN | Conduit | 30 | 1 |  | 0 | 107.6391 | 107.6391 | 0.0010764 | Estuary | 0 | FIXED | 17.34 | CC0901-1113 | 0 | 0.25332 | SUBURBS | 0 | 0 | 0 | 1 | Cond | 20 | 32.8084 | 1 | N | 0 |  | CIRC | ROAD | 0.7874 | Full | 0 | Other |  | 0.059055 | 0 | 25 | 0.013 | 0.37 | FIXED | 17.66 | PI7500-126 | 0 | 0 | 0 | 0 | 0 | 0 | 0 | 0 | 0 | 0 | 0 | [11 empty] | 126.3223
0 | PI4300-2633.1 |  |  | 0 | 0.059055 | 0 | 25 | 0.013 | 0 | 23.5086 | 30 | 400.2371 | UNKN | Conduit | 30 | 1 |  | 0 | 107.6391 | 107.6391 | 0.0010764 | Estuary | 0 | FIXED | 78.9682 | PI4300-2233 | 0 | 0.32842 | SUBURBS | 0 | 0 | 0 | 1 | Cond | 20 | 32.8084 | 1 | N | 0 |  | CIRC | ROAD | 0.7874 | Full | 0 | Other |  | 0.059055 | 0 | 25 | 0.013 | 0.25 | FIXED | 80.2827 | PI4300-2633 | 0 | 0 | 0 | 0 | 0 | 0 | 0 | 0 | 0 | 0 | 0 | [11 empty] | 400.2365
0 | PI6604-661.1 |  |  | 0 | 0.059055 | 0 | 25 | 0.013 | 0 | -22.7794 | 30 | 385.916 | UNKN | Conduit | 30 | 1 |  | 0 | 107.6391 | 107.6391 | 0.0010764 | Estuary | 0 | FIXED | 9.33 | PI6604-275 | 0 | -0.30836 | SUBURBS | 0 | 0 | 0 | 1 | Cond | 20 | 32.8084 | 1 | N | 0 |  | CIRC | ROAD | 0.7874 | Full | 0 | Other |  | 0.059055 | 0 | 25 | 0.013 | 0.5 | FIXED | 8.14 | PI6604-661 | 0 | 0 | 0 | 0 | 0 | 0 | 0 | 0 | 0 | 0 | 0 | [11 empty] | 385.9159
0 | PI6501-295.1 |  |  | 0 | 0.059055 | 0 | 25 | 0.013 | 0 | 20.582 | 30 | 250.2628 | UNKN | Conduit | 30 | 1 |  | 0 | 107.6391 | 107.6391 | 0.0010764 | Estuary | 0 | FIXED | 11.09 | PI6501-45 | 0 | 0.25174 | SUBURBS | 0 | 0 | 0 | 1 | Cond | 20 | 32.8084 | 1 | N | 0 |  | CIRC | ROAD | 0.7874 | Full | 0 | Other |  | 0.059055 | 0 | 25 | 0.013 | 0.45 | FIXED | 11.72 | PI6501-295 | 0 | 0 | 0 | 0 | 0 | 0 | 0 | 0 | 0 | 0 | 0 | [11 empty] | 250.2623
0 | PI6502-1267.1 |  |  | 0 | 0.059055 | 0 | 25 | 0.013 | 0 | -14.9576 | 30 | 383.5966 | UNKN | Conduit | 30 | 1 |  | 0 | 107.6391 | 107.6391 | 0.0010764 | Estuary | 0 | FIXED | 14.75 | PI6502-884 | 0 | -0.13295 | SUBURBS | 0 | 0 | 0 | 1 | Cond | 20 | 32.8084 | 1 | N | 0 |  | CIRC | ROAD | 0.7874 | Full | 0 | Other |  | 0.059055 | 0 | 25 | 0.013 | 0.75 | FIXED | 14.24 | PI6502-1267 | 0 | 0 | 0 | 0 | 0 | 0 | 0 | 0 | 0 | 0 | 0 | [11 empty] | 383.5954
0 | PI6502-884.1 |  |  | 0 | 0.059055 | 0 | 25 | 0.013 | 0 | 20.5429 | 30 | 530.3419 | UNKN | Conduit | 30 | 1 |  | 0 | 107.6391 | 107.6391 | 0.0010764 | Estuary | 0 | FIXED | 13.42 | PI6502-353 | 0 | 0.25078 | SUBURBS | 0 | 0 | 0 | 1 | Cond | 20 | 32.8084 | 1 | N | 0 |  | CIRC | ROAD | 0.7874 | Full | 0 | Other |  | 0.059055 | 0 | 25 | 0.013 | 0.5 | FIXED | 14.75 | PI6502-884 | 0 | 0 | 0 | 0 | 0 | 0 | 0 | 0 | 0 | 0 | 0 | [11 empty] | 530.3412
0 | PI6502-10.1 |  |  | 0 | 0.059055 | 0 | 25 | 0.013 | 0 | 379.8145 | 30 | 10.1836 | UNKN | Conduit | 30 | 1 |  | 0 | 107.6391 | 107.6391 | 0.0010764 | Estuary | 0 | FIXED | 4.14 | PI6500-2003 | 0 | 85.7263 | SUBURBS | 0 | 0 | 0 | 1 | Cond | 20 | 32.8084 | 1 | N | 0 |  | CIRC | ROAD | 0.7874 | Full | 0 | Other |  | 0.059055 | 0 | 25 | 0.013 | 0.76 | FIXED | 12.87 | PI6502-10 | 0 | 0 | 0 | 0 | 0 | 0 | 0 | 0 | 0 | 0 | 0 | [11 empty] | 10.1838
0 | PI6900-2880.1 |  |  | 0 | 0.059055 | 0 | 25 | 0.013 | 0 | 24.7912 | 30 | 260.1111 | UNKN | Conduit | 30 | 1 |  | 0 | 107.6391 | 107.6391 | 0.0010764 | Estuary | 0 | FIXED | 12.98 | PI6900-2620 | 0 | 0.36523 | SUBURBS | 0 | 0 | 0 | 1 | Cond | 20 | 32.8084 | 1 | N | 0 |  | CIRC | ROAD | 0.7874 | Full | 0 | Other |  | 0.059055 | 0 | 25 | 0.013 | 0.17 | FIXED | 13.93 | PI6900-2880 | 0 | 0 | 0 | 0 | 0 | 0 | 0 | 0 | 0 | 0 | 0 | [11 empty] | 260.1102
0 | PI6900-3190.1 |  |  | 0 | 0.059055 | 0 | 25 | 0.013 | 0 | 16.8107 | 30 | 309.6435 | UNKN | Conduit | 30 | 1 |  | 0 | 107.6391 | 107.6391 | 0.0010764 | Estuary | 0 | FIXED | 13.93 | PI6900-2880 | 0 | 0.16794 | SUBURBS | 0 | 0 | 0 | 1 | Cond | 20 | 32.8084 | 1 | N | 0 |  | CIRC | ROAD | 0.7874 | Full | 0 | Other |  | 0.059055 | 0 | 25 | 0.013 | 0.25 | FIXED | 14.45 | PI6900-3190 | 0 | 0 | 0 | 0 | 0 | 0 | 0 | 0 | 0 | 0 | 0 | [11 empty] | 309.6425
0 | PI3300-642.1 |  |  | 0 | 0.059055 | 0 | 25 | 0.013 | 0 | 28.2223 | 30 | 600.0174 | UNKN | Conduit | 30 | 1 |  | 0 | 107.6391 | 107.6391 | 0.0010764 | Estuary | 0 | FIXED | 49.79 | PI3300-42 | 0 | 0.47332 | SUBURBS | 0 | 0 | 0 | 1 | Cond | 20 | 32.8084 | 1 | N | 0 |  | CIRC | ROAD | 0.7874 | Full | 0 | Other |  | 0.059055 | 0 | 25 | 0.013 | 0.25 | FIXED | 52.63 | PI3300-642 | 0 | 0 | 0 | 0 | 0 | 0 | 0 | 0 | 0 | 0 | 0 | [11 empty] | 599.9929
0 | PI3300-42.1 |  |  | 0 | 0.059055 | 0 | 25 | 0.013 | 0 | -60.7821 | 30 | 42.3605 | UNKN | Conduit | 30 | 1 |  | 0 | 107.6391 | 107.6391 | 0.0010764 | Estuary | 1 | FIXED | 50.72 | CC0300-6083 | 0 | -2.1954 | SUBURBS | 0 | 0 | 0 | 1 | Cond | 20 | 32.8084 | 1 | N | 0 |  | CIRC | ROAD | 0.7874 | Full | 0 | Other |  | 0.059055 | 0 | 25 | 0.013 | 0.56 | FIXED | 49.79 | PI3300-42 | 0 | 0 | 0 | 0 | 0 | 0 | 0 | 0 | 0 | 0 | 0 | [11 empty] | 42.3647
0 | PI9601-1195.1 |  |  | 0 | 0.059055 | 0 | 25 | 0.013 | 0 | 30.4104 | 30 | 285.6836 | UNKN | Conduit | 30 | 1 |  | 0 | 107.6391 | 107.6391 | 0.0010764 | Estuary | 0 | FIXED | 86.43 | PI9601-909 | 0 | 0.54956 | SUBURBS | 0 | 0 | 0 | 1 | Cond | 20 | 32.8084 | 1 | N | 0 |  | CIRC | ROAD | 0.7874 | Full | 0 | Other |  | 0.059055 | 0 | 25 | 0.013 | 0.5 | FIXED | 88 | PI9601-1195 | 0 | 0 | 0 | 0 | 0 | 0 | 0 | 0 | 0 | 0 | 0 | [11 empty] | 285.6625
0 | PI9601-909.1 |  |  | 0 | 0.059055 | 0 | 25 | 0.013 | 0 | 20.5322 | 30 | 558.8406 | UNKN | Conduit | 30 | 1 |  | 0 | 107.6391 | 107.6391 | 0.0010764 | Estuary | 0 | FIXED | 85.03 | PI9601-350 | 0 | 0.25052 | SUBURBS | 0 | 0 | 0 | 1 | Cond | 20 | 32.8084 | 1 | N | 0 |  | CIRC | ROAD | 0.7874 | Full | 0 | Other |  | 0.059055 | 0 | 25 | 0.013 | 0.17 | FIXED | 86.43 | PI9601-909 | 0 | 0 | 0 | 0 | 0 | 0 | 0 | 0 | 0 | 0 | 0 | [11 empty] | 558.6996
0 | PI0600-1597.1 |  |  | 0 | 0.059055 | 0 | 25 | 0.013 | 0 | 9.8916 | 30 | 412.771 | UNKN | Conduit | 30 | 1 |  | 0 | 107.6391 | 107.6391 | 0.0010764 | Estuary | 0 | FIXED | 43.03 | PI0600-1185 | 0 | 0.058144 | SUBURBS | 0 | 0 | 0 | 1 | Cond | 20 | 32.8084 | 1 | N | 0 |  | CIRC | ROAD | 0.7874 | Full | 0 | Other |  | 0.059055 | 0 | 25 | 0.013 | 0.25 | FIXED | 43.27 | PI0600-1597 | 0 | 0 | 0 | 0 | 0 | 0 | 0 | 0 | 0 | 0 | 0 | [11 empty] | 412.7647
0 | PI1200-902.1 |  |  | 0 | 0.059055 | 0 | 25 | 0.013 | 0 | 33.4987 | 30 | 440.682 | UNKN | Conduit | 30 | 1 |  | 0 | 107.6391 | 107.6391 | 0.0010764 | Estuary | 0 | FIXED | 14.8013 | PI1200-462 | 0 | 0.66685 | SUBURBS | 0 | 0 | 0 | 1 | Cond | 20 | 32.8084 | 1 | N | 0 |  | CIRC | ROAD | 0.7874 | Full | 0 | Other |  | 0.059055 | 0 | 25 | 0.013 | 0.25 | FIXED | 17.74 | PI1200-902 | 0 | 0 | 0 | 0 | 0 | 0 | 0 | 0 | 0 | 0 | 0 | [11 empty] | 440.681
0 | PI1500-1475.1 |  |  | 0 | 0.059055 | 0 | 25 | 0.013 | 0 | 28.8655 | 30 | 357.4725 | UNKN | Conduit | 30 | 1 |  | 0 | 107.6391 | 107.6391 | 0.0010764 | Estuary | 0 | FIXED | 28.71 | PI1500-1118 | 0 | 0.49514 | SUBURBS | 0 | 0 | 0 | 1 | Cond | 20 | 32.8084 | 1 | N | 0 |  | CIRC | ROAD | 0.7874 | Full | 0 | Other |  | 0.059055 | 0 | 25 | 0.013 | 0.17 | FIXED | 30.48 | PI1500-1475 | 0 | 0 | 0 | 0 | 0 | 0 | 0 | 0 | 0 | 0 | 0 | [11 empty] | 357.4713
0 | PI1000-1456.1 |  |  | 0 | 0.059055 | 0 | 25 | 0.013 | 0 | 18.9033 | 30 | 155.9314 | UNKN | Conduit | 30 | 1 |  | 0 | 107.6391 | 107.6391 | 0.0010764 | Estuary | 0 | FIXED | 16.5189 | PI1000-1300 | 0 | 0.21235 | SUBURBS | 0 | 0 | 0 | 1 | Cond | 20 | 32.8084 | 1 | N | 0 |  | CIRC | ROAD | 0.7874 | Full | 0 | Other |  | 0.059055 | 0 | 25 | 0.013 | 0.26 | FIXED | 16.85 | PI1000-1456 | 0 | 0 | 0 | 0 | 0 | 0 | 0 | 0 | 0 | 0 | 0 | [11 empty] | 155.9302
0 | PI1500-2900.1 |  |  | 0 | 0.059055 | 0 | 25 | 0.013 | 0 | 31.7676 | 30 | 137.1488 | UNKN | Conduit | 30 | 1 |  | 0 | 107.6391 | 107.6391 | 0.0010764 | Estuary | 0 | FIXED | 35.48 | PI1500-2762 | 0 | 0.59971 | SUBURBS | 0 | 0 | 0 | 1 | Cond | 20 | 32.8084 | 1 | N | 0 |  | CIRC | ROAD | 0.7874 | Full | 0 | Other |  | 0.059055 | 0 | 25 | 0.013 | 0.25 | FIXED | 36.3025 | PI1500-2900 | 0 | 0 | 0 | 0 | 0 | 0 | 0 | 0 | 0 | 0 | 0 | [11 empty] | 137.1487
0 | PI2600-2157.1 |  |  | 0 | 0.059055 | 0 | 25 | 0.013 | 0 | 20.4762 | 30 | 600.9313 | UNKN | Conduit | 30 | 1 |  | 0 | 107.6391 | 107.6391 | 0.0010764 | Estuary | 0 | FIXED | 39.71 | PI2600-1556 | 0 | 0.24916 | SUBURBS | 0 | 0 | 0 | 1 | Cond | 20 | 32.8084 | 1 | N | 0 |  | CIRC | ROAD | 0.7874 | Full | 0 | Other |  | 0.059055 | 0 | 25 | 0.013 | 0.75 | FIXED | 41.2073 | PI2600-2157 | 0 | 0 | 0 | 0 | 0 | 0 | 0 | 0 | 0 | 0 | 0 | [11 empty] | 600.9301
0 | PI2600-2691.1 |  |  | 0 | 0.059055 | 0 | 25 | 0.013 | 0 | 22.3486 | 30 | 345.3701 | UNKN | Conduit | 30 | 1 |  | 0 | 107.6391 | 107.6391 | 0.0010764 | Estuary | 0 | FIXED | 41.708 | PI2600-2345 | 0 | 0.29681 | SUBURBS | 0 | 0 | 0 | 1 | Cond | 20 | 32.8084 | 1 | N | 0 |  | CIRC | ROAD | 0.7874 | Full | 0 | Other |  | 0.059055 | 0 | 25 | 0.013 | 0.25 | FIXED | 42.7331 | PI2600-2691 | 0 | 0 | 0 | 0 | 0 | 0 | 0 | 0 | 0 | 0 | 0 | [11 empty] | 345.3356
0 | PI2600-2277.1 |  |  | 0 | 0.059055 | 0 | 25 | 0.013 | 0 | 20.4762 | 30 | 119.8408 | UNKN | Conduit | 30 | 1 |  | 0 | 107.6391 | 107.6391 | 0.0010764 | Estuary | 0 | FIXED | 41.2073 | PI2600-2157 | 0 | 0.24916 | SUBURBS | 0 | 0 | 0 | 1 | Cond | 20 | 32.8084 | 1 | N | 0 |  | CIRC | ROAD | 0.7874 | Full | 0 | Other |  | 0.059055 | 0 | 25 | 0.013 | 0.17 | FIXED | 41.5058 | PI2600-2277 | 0 | 0 | 0 | 0 | 0 | 0 | 0 | 0 | 0 | 0 | 0 | [11 empty] | 119.8401
0 | PI2600-2345.1 |  |  | 0 | 0.059055 | 0 | 25 | 0.013 | 0 | 22.3486 | 30 | 68.1059 | UNKN | Conduit | 30 | 1 |  | 0 | 107.6391 | 107.6391 | 0.0010764 | Estuary | 0 | FIXED | 41.5058 | PI2600-2277 | 0 | 0.29681 | SUBURBS | 0 | 0 | 0 | 1 | Cond | 20 | 32.8084 | 1 | N | 0 |  | CIRC | ROAD | 0.7874 | Full | 0 | Other |  | 0.059055 | 0 | 25 | 0.013 | 0.18 | FIXED | 41.708 | PI2600-2345 | 0 | 0 | 0 | 0 | 0 | 0 | 0 | 0 | 0 | 0 | 0 | [11 empty] | 68.1063
0 | PI2600-1556.1 |  |  | 0 | 0.059055 | 0 | 25 | 0.013 | 0 | 20.4762 | 30 | 120.4066 | UNKN | Conduit | 30 | 1 |  | 0 | 107.6391 | 107.6391 | 0.0010764 | Estuary | 0 | FIXED | 39.41 | PI2600-1436 | 0 | 0.24916 | SUBURBS | 0 | 0 | 0 | 1 | Cond | 20 | 32.8084 | 1 | N | 0 |  | CIRC | ROAD | 0.7874 | Full | 0 | Other |  | 0.059055 | 0 | 25 | 0.013 | 0.2 | FIXED | 39.71 | PI2600-1556 | 0 | 0 | 0 | 0 | 0 | 0 | 0 | 0 | 0 | 0 | 0 | [11 empty] | 120.4067
0 | PI0703-531.1 |  |  | 0 | 0.059055 | 0 | 25 | 0.013 | 0 | 20.531 | 30 | 530.9604 | UNKN | Conduit | 30 | 1 |  | 0 | 107.6391 | 107.6391 | 0.0010764 | Estuary | 0 | FIXED | 42.3 | PI0700-873 | 0 | 0.25049 | SUBURBS | 0 | 0 | 0 | 1 | Cond | 20 | 32.8084 | 1 | N | 0 |  | CIRC | ROAD | 0.7874 | Full | 0 | Other |  | 0.059055 | 0 | 25 | 0.013 | 0.5 | FIXED | 43.63 | PI0703-531 | 0 | 0 | 0 | 0 | 0 | 0 | 0 | 0 | 0 | 0 | 0 | [11 empty] | 530.9593
0 | PI0600-227.1 |  |  | 0 | 0.059055 | 0 | 25 | 0.013 | 0 | 0 | 30 | 49.9962 | UNKN | Conduit | 30 | 1 |  | 0 | 107.6391 | 107.6391 | 0.0010764 | Estuary | 1 | FIXED | 42 | CC0400-0 | 0 | 0 | SUBURBS | 0 | 0 | 0 | 1 | Cond | 20 | 32.8084 | 1 | N | 0 |  | CIRC | ROAD | 0.7874 | Full | 0 | Other |  | 0.059055 | 0 | 25 | 0.013 | 0.75 | FIXED | 42 | PI0600-227 | 0 | 0 | 0 | 0 | 0 | 0 | 0 | 0 | 0 | 0 | 0 | [11 empty] | 227.4321
0 | PI0600-786.1 |  |  | 0 | 0.059055 | 0 | 25 | 0.013 | 0 | 29.4725 | 30 | 46.495 | UNKN | Conduit | 30 | 1 |  | 0 | 107.6391 | 107.6391 | 0.0010764 | Estuary | 0 | FIXED | 42.31 | PI0600-739 | 0 | 0.51618 | SUBURBS | 0 | 0 | 0 | 1 | Cond | 20 | 32.8084 | 1 | N | 0 |  | CIRC | ROAD | 0.7874 | Full | 0 | Other |  | 0.059055 | 0 | 25 | 0.013 | 0.17 | FIXED | 42.55 | PI0600-786 | 0 | 0 | 0 | 0 | 0 | 0 | 0 | 0 | 0 | 0 | 0 | [11 empty] | 46.495
0 | PI0601-238.1 |  |  | 0 | 0.059055 | 0 | 25 | 0.013 | 0 | -10.2988 | 30 | 237.9822 | UNKN | Conduit | 30 | 1 |  | 0 | 107.6391 | 107.6391 | 0.0010764 | Estuary | 0 | FIXED | 42 | PI0600-227 | 0 | -0.06303 | SUBURBS | 0 | 0 | 0 | 1 | Cond | 20 | 32.8084 | 1 | N | 0 |  | CIRC | ROAD | 0.7874 | Full | 0 | Other |  | 0.059055 | 0 | 25 | 0.013 | 0.25 | FIXED | 41.85 | PI0601-238 | 0 | 0 | 0 | 0 | 0 | 0 | 0 | 0 | 0 | 0 | 0 | [11 empty] | 237.982
0 | PI0600-739.1 |  |  | 0 | 0.059055 | 0 | 25 | 0.013 | 0 | 10.0943 | 30 | 511.9616 | UNKN | Conduit | 30 | 1 |  | 0 | 107.6391 | 107.6391 | 0.0010764 | Estuary | 0 | FIXED | 42 | PI0600-227 | 0 | 0.060551 | SUBURBS | 0 | 0 | 0 | 1 | Cond | 20 | 32.8084 | 1 | N | 0 |  | CIRC | ROAD | 0.7874 | Full | 0 | Other |  | 0.059055 | 0 | 25 | 0.013 | 0.75 | FIXED | 42.31 | PI0600-739 | 0 | 0 | 0 | 0 | 0 | 0 | 0 | 0 | 0 | 0 | 0 | [11 empty] | 511.9598
0 | PI2600-1218.1 |  |  | 0 | 0.059055 | 0 | 25 | 0.013 | 0 | 106.6609 | 30 | 24.998 | UNKN | Conduit | 30 | 1 |  | 0 | 107.6391 | 107.6391 | 0.0010764 | Estuary | 0 | FIXED | 37.17 | PI2600-1193 | 0 | 6.7605 | SUBURBS | 0 | 0 | 0 | 1 | Cond | 20 | 32.8084 | 1 | N | 0 |  | CIRC | ROAD | 0.7874 | Full | 0 | Other |  | 0.059055 | 0 | 25 | 0.013 | 0.75 | FIXED | 38.86 | PI2600-1218 | 0 | 0 | 0 | 0 | 0 | 0 | 0 | 0 | 0 | 0 | 0 | [11 empty] | 24.998
0 | PI0600-1185.1 |  |  | 0 | 0.059055 | 0 | 25 | 0.013 | 0 | 14.2321 | 30 | 398.7766 | UNKN | Conduit | 30 | 1 |  | 0 | 107.6391 | 107.6391 | 0.0010764 | Estuary | 0 | FIXED | 42.55 | PI0600-786 | 0 | 0.12037 | SUBURBS | 0 | 0 | 0 | 1 | Cond | 20 | 32.8084 | 1 | N | 0 |  | CIRC | ROAD | 0.7874 | Full | 0 | Other |  | 0.059055 | 0 | 25 | 0.013 | 0.17 | FIXED | 43.03 | PI0600-1185 | 0 | 0 | 0 | 0 | 0 | 0 | 0 | 0 | 0 | 0 | 0 | [11 empty] | 398.776
0 | PI4200-3663.1 |  |  | 0 | 0.059055 | 0 | 25 | 0.013 | 0 | 27.9683 | 30 | 83.5646 | UNKN | Conduit | 30 | 1 |  | 0 | 107.6391 | 107.6391 | 0.0010764 | Estuary | 0 | FIXED | 76.92 | PI4200-3579 | 0 | 0.46484 | SUBURBS | 0 | 0 | 0 | 1 | Cond | 20 | 32.8084 | 1 | N | 0 |  | CIRC | ROAD | 0.7874 | Full | 0 | Other |  | 0.059055 | 0 | 25 | 0.013 | 0.17 | FIXED | 77.3084 | PI4200-3663 | 0 | 0 | 0 | 0 | 0 | 0 | 0 | 0 | 0 | 0 | 0 | [11 empty] | 83.5645
0 | PI4200-4139.1 |  |  | 0 | 0.059055 | 0 | 25 | 0.013 | 0 | 27.9683 | 30 | 32.8001 | UNKN | Conduit | 30 | 1 |  | 0 | 107.6391 | 107.6391 | 0.0010764 | Estuary | 0 | FIXED | 79.3715 | PI4200-4106 | 0 | 0.46484 | SUBURBS | 0 | 0 | 0 | 1 | Cond | 20 | 32.8084 | 1 | N | 0 |  | CIRC | ROAD | 0.7874 | Full | 0 | Other |  | 0.059055 | 0 | 25 | 0.013 | 0.17 | FIXED | 79.524 | PI4200-4139 | 0 | 0 | 0 | 0 | 0 | 0 | 0 | 0 | 0 | 0 | 0 | [11 empty] | 32.8
0 | PI4200-4425.1 |  |  | 0 | 0.059055 | 0 | 25 | 0.013 | 0 | 27.9683 | 30 | 285.9376 | UNKN | Conduit | 30 | 1 |  | 0 | 107.6391 | 107.6391 | 0.0010764 | Estuary | 0 | FIXED | 79.524 | PI4200-4139 | 0 | 0.46484 | SUBURBS | 0 | 0 | 0 | 1 | Cond | 20 | 32.8084 | 1 | N | 0 |  | CIRC | ROAD | 0.7874 | Full | 0 | Other |  | 0.059055 | 0 | 25 | 0.013 | 0.17 | FIXED | 80.8532 | PI4200-4425 | 0 | 0 | 0 | 0 | 0 | 0 | 0 | 0 | 0 | 0 | 0 | [11 empty] | 285.9364
0 | PI4200-4106.1 |  |  | 0 | 0.059055 | 0 | 25 | 0.013 | 0 | 27.9683 | 30 | 443.834 | UNKN | Conduit | 30 | 1 |  | 0 | 107.6391 | 107.6391 | 0.0010764 | Estuary | 0 | FIXED | 77.3084 | PI4200-3663 | 0 | 0.46484 | SUBURBS | 0 | 0 | 0 | 1 | Cond | 20 | 32.8084 | 1 | N | 0 |  | CIRC | ROAD | 0.7874 | Full | 0 | Other |  | 0.059055 | 0 | 25 | 0.013 | 0.75 | FIXED | 79.3715 | PI4200-4106 | 0 | 0 | 0 | 0 | 0 | 0 | 0 | 0 | 0 | 0 | 0 | [11 empty] | 443.8331
0 | PI4200-4691.1 |  |  | 0 | 0.059055 | 0 | 25 | 0.013 | 0 | 27.9683 | 30 | 265.4112 | UNKN | Conduit | 30 | 1 |  | 0 | 107.6391 | 107.6391 | 0.0010764 | Estuary | 0 | FIXED | 80.8532 | PI4200-4425 | 0 | 0.46484 | SUBURBS | 0 | 0 | 0 | 1 | Cond | 20 | 32.8084 | 1 | N | 0 |  | CIRC | ROAD | 0.7874 | Full | 0 | Other |  | 0.059055 | 0 | 25 | 0.013 | 0.25 | FIXED | 82.0869 | PI4200-4691 | 0 | 0 | 0 | 0 | 0 | 0 | 0 | 0 | 0 | 0 | 0 | [11 empty] | 265.4108
0 | PI7800-3603.1 |  |  | 0 | 0.059055 | 0 | 25 | 0.013 | 0 | 27.0555 | 33 | 207.5121 | UNKN | Conduit | 33 | 1 |  | 0 | 107.6391 | 107.6391 | 0.0010764 | Estuary | 0 | FIXED | 27.057 | PI7800-3395 | 0 | 0.26165 | SUBURBS | 0 | 0 | 0 | 1 | Cond | 20 | 32.8084 | 1 | N | 0 |  | CIRC | ROAD | 0.7874 | Full | 0 | Other |  | 0.059055 | 0 | 25 | 0.013 | 0.87 | FIXED | 27.6 | PI7800-3603 | 0 | 0 | 0 | 0 | 0 | 0 | 0 | 0 | 0 | 0 | 0 | [11 empty] | 207.505
0 | PI7800-5346.1 |  |  | 0 | 0.059055 | 0 | 25 | 0.013 | 0 | 59.1792 | 42 | 30.7603 | UNKN | Conduit | 42 | 1 |  | 0 | 107.6391 | 107.6391 | 0.0010764 | Estuary | 0 | FIXED | 33.1938 | PI7800-5315 | 0 | 0.34592 | SUBURBS | 0 | 0 | 0 | 1 | Cond | 20 | 32.8084 | 1 | N | 0 |  | CIRC | ROAD | 0.7874 | Full | 0 | Other |  | 0.059055 | 0 | 25 | 0.013 | 0.25 | FIXED | 33.3002 | PI7800-5346 | 0 | 0 | 0 | 0 | 0 | 0 | 0 | 0 | 0 | 0 | 0 | [11 empty] | 30.7608
0 | PI7800-5530.1 |  |  | 0 | 0.059055 | 0 | 25 | 0.013 | 0 | 59.1792 | 42 | 184.1933 | UNKN | Conduit | 42 | 1 |  | 0 | 107.6391 | 107.6391 | 0.0010764 | Estuary | 0 | FIXED | 33.3002 | PI7800-5346 | 0 | 0.34592 | SUBURBS | 0 | 0 | 0 | 1 | Cond | 20 | 32.8084 | 1 | N | 0 |  | CIRC | ROAD | 0.7874 | Full | 0 | Other |  | 0.059055 | 0 | 25 | 0.013 | 0.17 | FIXED | 33.9373 | PI7800-5530 | 0 | 0 | 0 | 0 | 0 | 0 | 0 | 0 | 0 | 0 | 0 | [11 empty] | 184.1926
0 | PI7800-4282.1 |  |  | 0 | 0.059055 | 0 | 25 | 0.013 | 0 | 59.1792 | 42 | 193.1341 | UNKN | Conduit | 42 | 1 |  | 0 | 107.6391 | 107.6391 | 0.0010764 | Estuary | 0 | FIXED | 28.9522 | PI7800-4089 | 0 | 0.34592 | SUBURBS | 0 | 0 | 0 | 1 | Cond | 20 | 32.8084 | 1 | N | 0 |  | CIRC | ROAD | 0.7874 | Full | 0 | Other |  | 0.059055 | 0 | 25 | 0.013 | 0.17 | FIXED | 29.6203 | PI7800-4282 | 0 | 0 | 0 | 0 | 0 | 0 | 0 | 0 | 0 | 0 | 0 | [11 empty] | 193.1342
0 | PI7800-1987.1 |  |  | 0 | 0.059055 | 0 | 25 | 0.013 | 0 | 0 | 29 | 126 | UNKN | Conduit | 45 | 1 |  | 0 | 107.6391 | 107.6391 | 0.0010764 | Estuary | 0 | FIXED | 19.39 | PI7800-1870 | 0 | 0.10317 | SUBURBS | 0 | 0 | 0 | 1 | Cond | 20 | 32.8084 | 1 | N | 0 |  | Ellipse | ROAD | 0.7874 | Full | 0 | Other |  | 0.059055 | 0 | 25 | 0.013 | 0.25 | FIXED | 19.52 | PI7800-1987 | 0 | 0 | 0 | 0 | 0 | 0 | 0 | 0 | 0 | 0 | 0 | [11 empty] | 98.7858
0 | PI7800-5860.1 |  |  | 0 | 0.059055 | 0 | 25 | 0.013 | 0 | 59.1792 | 42 | 179.9965 | UNKN | Conduit | 42 | 1 |  | 0 | 107.6391 | 107.6391 | 0.0010764 | Estuary | 0 | FIXED | 34.4547 | PI7800-5680 | 0 | 0.34592 | SUBURBS | 0 | 0 | 0 | 1 | Cond | 20 | 32.8084 | 1 | N | 0 |  | CIRC | ROAD | 0.7874 | Full | 0 | Other |  | 0.059055 | 0 | 25 | 0.013 | 0.18 | FIXED | 35.0773 | PI7800-5860 | 0 | 0 | 0 | 0 | 0 | 0 | 0 | 0 | 0 | 0 | 0 | [11 empty] | 179.99
0 | PI7800-4825.1 |  |  | 0 | 0.059055 | 0 | 25 | 0.013 | 0 | 59.1792 | 42 | 543.0513 | UNKN | Conduit | 42 | 1 |  | 0 | 107.6391 | 107.6391 | 0.0010764 | Estuary | 0 | FIXED | 29.6203 | PI7800-4282 | 0 | 0.34592 | SUBURBS | 0 | 0 | 0 | 1 | Cond | 20 | 32.8084 | 1 | N | 0 |  | CIRC | ROAD | 0.7874 | Full | 0 | Other |  | 0.059055 | 0 | 25 | 0.013 | 0.17 | FIXED | 31.4988 | PI7800-4825 | 0 | 0 | 0 | 0 | 0 | 0 | 0 | 0 | 0 | 0 | 0 | [11 empty] | 543.0503
0 | PI7800-3948.1 |  |  | 0 | 0.059055 | 0 | 25 | 0.013 | 0 | 50.3489 | 42 | 345.2116 | UNKN | Conduit | 42 | 1 |  | 0 | 107.6391 | 107.6391 | 0.0010764 | Estuary | 0 | FIXED | 27.6 | PI7800-3603 | 0 | 0.25039 | SUBURBS | 0 | 0 | 0 | 1 | Cond | 20 | 32.8084 | 1 | N | 0 |  | CIRC | ROAD | 0.7874 | Full | 0 | Other |  | 0.059055 | 0 | 25 | 0.013 | 0.17 | FIXED | 28.4644 | PI7800-3948 | 0 | 0 | 0 | 0 | 0 | 0 | 0 | 0 | 0 | 0 | 0 | [11 empty] | 345.211
0 | PI7800-4020.1 |  |  | 0 | 0.059055 | 0 | 25 | 0.013 | 0 | 59.1792 | 42 | 72.1941 | UNKN | Conduit | 42 | 1 |  | 0 | 107.6391 | 107.6391 | 0.0010764 | Estuary | 0 | FIXED | 28.4644 | PI7800-3948 | 0 | 0.34592 | SUBURBS | 0 | 0 | 0 | 1 | Cond | 20 | 32.8084 | 1 | N | 0 |  | CIRC | ROAD | 0.7874 | Full | 0 | Other |  | 0.059055 | 0 | 25 | 0.013 | 0.17 | FIXED | 28.7141 | PI7800-4020 | 0 | 0 | 0 | 0 | 0 | 0 | 0 | 0 | 0 | 0 | 0 | [11 empty] | 72.2
0 | PI7800-4089.1 |  |  | 0 | 0.059055 | 0 | 25 | 0.013 | 0 | 59.1792 | 42 | 68.8259 | UNKN | Conduit | 42 | 1 |  | 0 | 107.6391 | 107.6391 | 0.0010764 | Estuary | 0 | FIXED | 28.7141 | PI7800-4020 | 0 | 0.34592 | SUBURBS | 0 | 0 | 0 | 1 | Cond | 20 | 32.8084 | 1 | N | 0 |  | CIRC | ROAD | 0.7874 | Full | 0 | Other |  | 0.059055 | 0 | 25 | 0.013 | 0.17 | FIXED | 28.9522 | PI7800-4089 | 0 | 0 | 0 | 0 | 0 | 0 | 0 | 0 | 0 | 0 | 0 | [11 empty] | 68.8258
0 | PI7800-5263.1 |  |  | 0 | 0.059055 | 0 | 25 | 0.013 | 0 | 59.1792 | 42 | 37.8998 | UNKN | Conduit | 42 | 1 |  | 0 | 107.6391 | 107.6391 | 0.0010764 | Estuary | 0 | FIXED | 32.8834 | PI7800-5225 | 0 | 0.34592 | SUBURBS | 0 | 0 | 0 | 1 | Cond | 20 | 32.8084 | 1 | N | 0 |  | CIRC | ROAD | 0.7874 | Full | 0 | Other |  | 0.059055 | 0 | 25 | 0.013 | 0.17 | FIXED | 33.0145 | PI7800-5263 | 0 | 0 | 0 | 0 | 0 | 0 | 0 | 0 | 0 | 0 | 0 | [11 empty] | 37.8989
0 | PI7800-5315.1 |  |  | 0 | 0.059055 | 0 | 25 | 0.013 | 0 | 59.1792 | 42 | 51.8288 | UNKN | Conduit | 42 | 1 |  | 0 | 107.6391 | 107.6391 | 0.0010764 | Estuary | 0 | FIXED | 33.0145 | PI7800-5263 | 0 | 0.34592 | SUBURBS | 0 | 0 | 0 | 1 | Cond | 20 | 32.8084 | 1 | N | 0 |  | CIRC | ROAD | 0.7874 | Full | 0 | Other |  | 0.059055 | 0 | 25 | 0.013 | 0.25 | FIXED | 33.1938 | PI7800-5315 | 0 | 0 | 0 | 0 | 0 | 0 | 0 | 0 | 0 | 0 | 0 | [11 empty] | 51.8291
0 | PI7800-5225.1 |  |  | 0 | 0.059055 | 0 | 25 | 0.013 | 0 | 59.1792 | 42 | 400.2485 | UNKN | Conduit | 42 | 1 |  | 0 | 107.6391 | 107.6391 | 0.0010764 | Estuary | 0 | FIXED | 31.4988 | PI7800-4825 | 0 | 0.34592 | SUBURBS | 0 | 0 | 0 | 1 | Cond | 20 | 32.8084 | 1 | N | 0 |  | CIRC | ROAD | 0.7874 | Full | 0 | Other |  | 0.059055 | 0 | 25 | 0.013 | 0.17 | FIXED | 32.8834 | PI7800-5225 | 0 | 0 | 0 | 0 | 0 | 0 | 0 | 0 | 0 | 0 | 0 | [11 empty] | 400.2479
0 | PI7800-5680.1 |  |  | 0 | 0.059055 | 0 | 25 | 0.013 | 0 | 59.1792 | 42 | 149.562 | UNKN | Conduit | 42 | 1 |  | 0 | 107.6391 | 107.6391 | 0.0010764 | Estuary | 0 | FIXED | 33.9373 | PI7800-5530 | 0 | 0.34592 | SUBURBS | 0 | 0 | 0 | 1 | Cond | 20 | 32.8084 | 1 | N | 0 |  | CIRC | ROAD | 0.7874 | Full | 0 | Other |  | 0.059055 | 0 | 25 | 0.013 | 0.17 | FIXED | 34.4547 | PI7800-5680 | 0 | 0 | 0 | 0 | 0 | 0 | 0 | 0 | 0 | 0 | 0 | [11 empty] | 149.5613
0 | PI7800-3395.1 |  |  | 0 | 0.059055 | 0 | 25 | 0.013 | 0 | 27.0555 | 33 | 205.1912 | UNKN | Conduit | 33 | 1 |  | 0 | 107.6391 | 107.6391 | 0.0010764 | Estuary | 0 | FIXED | 26.5201 | PI7800-3190 | 0 | 0.26165 | SUBURBS | 0 | 0 | 0 | 1 | Cond | 20 | 32.8084 | 1 | N | 0 |  | CIRC | ROAD | 0.7874 | Full | 0 | Other |  | 0.059055 | 0 | 25 | 0.013 | 0.17 | FIXED | 27.057 | PI7800-3395 | 0 | 0 | 0 | 0 | 0 | 0 | 0 | 0 | 0 | 0 | 0 | [11 empty] | 205.191
0 | PI7800-3154.1 |  |  | 0 | 0.059055 | 0 | 25 | 0.013 | 0 | 26.4209 | 33 | 553.054 | UNKN | Conduit | 33 | 1 |  | 0 | 107.6391 | 107.6391 | 0.0010764 | Estuary | 0 | FIXED | 25.05 | PI7800-2601 | 0 | 0.24952 | SUBURBS | 0 | 0 | 0 | 1 | Cond | 20 | 32.8084 | 1 | N | 0 |  | CIRC | ROAD | 0.7874 | Full | 0 | Other |  | 0.059055 | 0 | 25 | 0.013 | 0.17 | FIXED | 26.43 | PI7800-3154 | 0 | 0 | 0 | 0 | 0 | 0 | 0 | 0 | 0 | 0 | 0 | [11 empty] | 553.053
0 | PI7800-3190.1 |  |  | 0 | 0.059055 | 0 | 25 | 0.013 | 0 | 26.4209 | 33 | 36.1272 | UNKN | Conduit | 33 | 1 |  | 0 | 107.6391 | 107.6391 | 0.0010764 | Estuary | 0 | FIXED | 26.43 | PI7800-3154 | 0 | 0.24952 | SUBURBS | 0 | 0 | 0 | 1 | Cond | 20 | 32.8084 | 1 | N | 0 |  | CIRC | ROAD | 0.7874 | Full | 0 | Other |  | 0.059055 | 0 | 25 | 0.013 | 0.17 | FIXED | 26.5201 | PI7800-3190 | 0 | 0 | 0 | 0 | 0 | 0 | 0 | 0 | 0 | 0 | 0 | [11 empty] | 36.127
0 | PI7800-2601.1 |  |  | 0 | 0.059055 | 0 | 25 | 0.013 | 0 | 26.4527 | 33 | 583.7082 | UNKN | Conduit | 33 | 1 |  | 0 | 107.6391 | 107.6391 | 0.0010764 | Estuary | 0 | FIXED | 23.59 | PI7800-2017 | 0 | 0.25012 | SUBURBS | 0 | 0 | 0 | 1 | Cond | 20 | 32.8084 | 1 | N | 0 |  | CIRC | ROAD | 0.7874 | Full | 0 | Other |  | 0.059055 | 0 | 25 | 0.013 | 0.17 | FIXED | 25.05 | PI7800-2601 | 0 | 0 | 0 | 0 | 0 | 0 | 0 | 0 | 0 | 0 | 0 | [11 empty] | 583.713
0 | PI0505-383.1 |  |  | 0 | 0.059055 | 0 | 25 | 0.013 | 0 | 40.1802 | 36 | 383.0961 | UNKN | Conduit | 36 | 1 |  | 0 | 107.6391 | 107.6391 | 0.0010764 | Estuary | 0 | FIXED | 29.12 | PI0500-10808 | 0 | 0.36283 | SUBURBS | 0 | 0 | 0 | 1 | Cond | 20 | 32.8084 | 1 | N | 0 |  | CIRC | ROAD | 0.7874 | Full | 0 | Other |  | 0.059055 | 0 | 25 | 0.013 | 0.83 | FIXED | 30.51 | PI0505-383 | 0 | 0 | 0 | 0 | 0 | 0 | 0 | 0 | 0 | 0 | 0 | [11 empty] | 383.0953
0 | PI5800-5325.1 |  |  | 0 | 0.059055 | 0 | 25 | 0.013 | 0 | 34.268 | 36 | 26.5239 | UNKN | Conduit | 36 | 1 |  | 0 | 107.6391 | 107.6391 | 0.0010764 | Estuary | 0 | FIXED | 55.09 | PI5800-5299 | 0 | 0.26391 | SUBURBS | 0 | 0 | 0 | 1 | Cond | 20 | 32.8084 | 1 | N | 0 |  | CIRC | ROAD | 0.7874 | Full | 0 | Other |  | 0.059055 | 0 | 25 | 0.013 | 0.17 | FIXED | 55.16 | PI5800-5325 | 0 | 0 | 0 | 0 | 0 | 0 | 0 | 0 | 0 | 0 | 0 | [11 empty] | 26.5241
0 | PI1301-67.1 |  |  | 0 | 0.059055 | 0 | 25 | 0.013 | 0 | 25.7712 | 36 | 66.9957 | UNKN | Conduit | 36 | 1 |  | 0 | 107.6391 | 107.6391 | 0.0010764 | Estuary | 0 | FIXED | 22.27 | PI1300-2488 | 0 | 0.14926 | SUBURBS | 0 | 0 | 0 | 1 | Cond | 20 | 32.8084 | 1 | N | 0 |  | CIRC | ROAD | 0.7874 | Full | 0 | Other |  | 0.059055 | 0 | 25 | 0.013 | 0.8 | FIXED | 22.37 | PI1301-67 | 0 | 0 | 0 | 0 | 0 | 0 | 0 | 0 | 0 | 0 | 0 | [11 empty] | 66.9948
0 | PI9000-9349.1 |  |  | 0 | 0.059055 | 0 | 25 | 0.013 | 0 | 31.6961 | 36 | 193.5662 | UNKN | Conduit | 36 | 1 |  | 0 | 107.6391 | 107.6391 | 0.0010764 | Estuary | 0 | FIXED | 65.6423 | PI9000-9155 | 0 | 0.22578 | SUBURBS | 0 | 0 | 0 | 1 | Cond | 20 | 32.8084 | 1 | N | 0 |  | CIRC | ROAD | 0.7874 | Full | 0 | Other |  | 0.059055 | 0 | 25 | 0.013 | 0.17 | FIXED | 66.0793 | PI9000-9349 | 0 | 0 | 0 | 0 | 0 | 0 | 0 | 0 | 0 | 0 | 0 | [11 empty] | 193.5659
0 | PI9000-8058.1 |  |  | 0 | 0.059055 | 0 | 25 | 0.013 | 0 | 31.6961 | 36 | 70.4367 | UNKN | Conduit | 36 | 1 |  | 0 | 107.6391 | 107.6391 | 0.0010764 | Estuary | 0 | FIXED | 63.005 | PI9000-7987 | 0 | 0.22578 | SUBURBS | 0 | 0 | 0 | 1 | Cond | 20 | 32.8084 | 1 | N | 0 |  | CIRC | ROAD | 0.7874 | Full | 0 | Other |  | 0.059055 | 0 | 25 | 0.013 | 0.17 | FIXED | 63.1641 | PI9000-8058 | 0 | 0 | 0 | 0 | 0 | 0 | 0 | 0 | 0 | 0 | 0 | [11 empty] | 70.4361
0 | PI9000-8314.1 |  |  | 0 | 0.059055 | 0 | 25 | 0.013 | 0 | 31.6961 | 36 | 70.4888 | UNKN | Conduit | 36 | 1 |  | 0 | 107.6391 | 107.6391 | 0.0010764 | Estuary | 0 | FIXED | 63.583 | PI9000-8243 | 0 | 0.22578 | SUBURBS | 0 | 0 | 0 | 1 | Cond | 20 | 32.8084 | 1 | N | 0 |  | CIRC | ROAD | 0.7874 | Full | 0 | Other |  | 0.059055 | 0 | 25 | 0.013 | 0.17 | FIXED | 63.7422 | PI9000-8314 | 0 | 0 | 0 | 0 | 0 | 0 | 0 | 0 | 0 | 0 | 0 | [11 empty] | 70.4881
0 | PI9000-9155.1 |  |  | 0 | 0.059055 | 0 | 25 | 0.013 | 0 | 31.6961 | 36 | 65.1361 | UNKN | Conduit | 36 | 1 |  | 0 | 107.6391 | 107.6391 | 0.0010764 | Estuary | 0 | FIXED | 65.4952 | PI9000-9090 | 0 | 0.22578 | SUBURBS | 0 | 0 | 0 | 1 | Cond | 20 | 32.8084 | 1 | N | 0 |  | CIRC | ROAD | 0.7874 | Full | 0 | Other |  | 0.059055 | 0 | 25 | 0.013 | 0.75 | FIXED | 65.6423 | PI9000-9155 | 0 | 0 | 0 | 0 | 0 | 0 | 0 | 0 | 0 | 0 | 0 | [11 empty] | 65.1354
0 | PI9000-9090.1 |  |  | 0 | 0.059055 | 0 | 25 | 0.013 | 0 | 31.6961 | 36 | 150.1525 | UNKN | Conduit | 36 | 1 |  | 0 | 107.6391 | 107.6391 | 0.0010764 | Estuary | 0 | FIXED | 65.1562 | PI9000-8940 | 0 | 0.22578 | SUBURBS | 0 | 0 | 0 | 1 | Cond | 20 | 32.8084 | 1 | N | 0 |  | CIRC | ROAD | 0.7874 | Full | 0 | Other |  | 0.059055 | 0 | 25 | 0.013 | 0.75 | FIXED | 65.4952 | PI9000-9090 | 0 | 0 | 0 | 0 | 0 | 0 | 0 | 0 | 0 | 0 | 0 | [11 empty] | 150.1519
0 | PI9000-8940.1 |  |  | 0 | 0.059055 | 0 | 25 | 0.013 | 0 | 31.6961 | 36 | 124.9915 | UNKN | Conduit | 36 | 1 |  | 0 | 107.6391 | 107.6391 | 0.0010764 | Estuary | 0 | FIXED | 64.874 | PI9000-8815 | 0 | 0.22578 | SUBURBS | 0 | 0 | 0 | 1 | Cond | 20 | 32.8084 | 1 | N | 0 |  | CIRC | ROAD | 0.7874 | Full | 0 | Other |  | 0.059055 | 0 | 25 | 0.013 | 0.75 | FIXED | 65.1562 | PI9000-8940 | 0 | 0 | 0 | 0 | 0 | 0 | 0 | 0 | 0 | 0 | 0 | [11 empty] | 124.991
0 | PI9006-317.1 |  |  | 0 | 0.059055 | 0 | 25 | 0.013 | 0 | 64.1716 | 36 | 35.0121 | UNKN | Conduit | 36 | 1 |  | 0 | 107.6391 | 107.6391 | 0.0010764 | Estuary | 0 | FIXED | 68.256 | PI9006-282 | 0 | 0.92548 | SUBURBS | 0 | 0 | 0 | 1 | Cond | 20 | 32.8084 | 1 | N | 0 |  | CIRC | ROAD | 0.7874 | Full | 0 | Other |  | 0.059055 | 0 | 25 | 0.013 | 0.5 | FIXED | 68.58 | PI9006-317 | 0 | 0 | 0 | 0 | 0 | 0 | 0 | 0 | 0 | 0 | 0 | [11 empty] | 35.012
0 | PI9000-8243.1 |  |  | 0 | 0.059055 | 0 | 25 | 0.013 | 0 | 31.6961 | 36 | 185.5501 | UNKN | Conduit | 36 | 1 |  | 0 | 107.6391 | 107.6391 | 0.0010764 | Estuary | 0 | FIXED | 63.1641 | PI9000-8058 | 0 | 0.22578 | SUBURBS | 0 | 0 | 0 | 1 | Cond | 20 | 32.8084 | 1 | N | 0 |  | CIRC | ROAD | 0.7874 | Full | 0 | Other |  | 0.059055 | 0 | 25 | 0.013 | 0.17 | FIXED | 63.583 | PI9000-8243 | 0 | 0 | 0 | 0 | 0 | 0 | 0 | 0 | 0 | 0 | 0 | [11 empty] | 185.5499
0 | PI5400-3563.1 |  |  | 0 | 0.059055 | 0 | 25 | 0.013 | 0 | 137.1909 | 36 | 69.7409 | UNKN | Conduit | 36 | 1 |  | 0 | 107.6391 | 107.6391 | 0.0010764 | Estuary | 0 | FIXED | 104.3 | PI5400-3493 | 0 | 4.2299 | SUBURBS | 0 | 0 | 0 | 1 | Cond | 20 | 32.8084 | 1 | N | 0 |  | CIRC | ROAD | 0.7874 | Full | 0 | Other |  | 0.059055 | 0 | 25 | 0.013 | 0.72 | FIXED | 107.25 | PI5400-3563 | 0 | 0 | 0 | 0 | 0 | 0 | 0 | 0 | 0 | 0 | 0 | [11 empty] | 69.7415
0 | PI5400-3661.1 |  |  | 0 | 0.059055 | 0 | 25 | 0.013 | 0 | 33.6608 | 36 | 98.1767 | UNKN | Conduit | 36 | 1 |  | 0 | 107.6391 | 107.6391 | 0.0010764 | Estuary | 0 | FIXED | 107.25 | PI5400-3563 | 0 | 0.25464 | SUBURBS | 0 | 0 | 0 | 1 | Cond | 20 | 32.8084 | 1 | N | 0 |  | CIRC | ROAD | 0.7874 | Full | 0 | Other |  | 0.059055 | 0 | 25 | 0.013 | 0.19 | FIXED | 107.5 | PI5400-3661 | 0 | 0 | 0 | 0 | 0 | 0 | 0 | 0 | 0 | 0 | 0 | [11 empty] | 98.1533
0 | PI9000-7987.1 |  |  | 0 | 0.059055 | 0 | 25 | 0.013 | 0 | 31.6961 | 36 | 258.4471 | UNKN | Conduit | 36 | 1 |  | 0 | 107.6391 | 107.6391 | 0.0010764 | Estuary | 0 | FIXED | 62.4215 | PI9000-7729 | 0 | 0.22578 | SUBURBS | 0 | 0 | 0 | 1 | Cond | 20 | 32.8084 | 1 | N | 0 |  | CIRC | ROAD | 0.7874 | Full | 0 | Other |  | 0.059055 | 0 | 25 | 0.013 | 0.17 | FIXED | 63.005 | PI9000-7987 | 0 | 0 | 0 | 0 | 0 | 0 | 0 | 0 | 0 | 0 | 0 | [11 empty] | 258.4471
0 | PI9006-201.1 |  |  | 0 | 0.059055 | 0 | 25 | 0.013 | 0 | 64.1716 | 36 | 201.4033 | UNKN | Conduit | 36 | 1 |  | 0 | 107.6391 | 107.6391 | 0.0010764 | Estuary | 0 | FIXED | 65.6423 | PI9000-9155 | 0 | 0.92548 | SUBURBS | 0 | 0 | 0 | 1 | Cond | 20 | 32.8084 | 1 | N | 0 |  | CIRC | ROAD | 0.7874 | Full | 0 | Other |  | 0.059055 | 0 | 25 | 0.013 | 0.17 | FIXED | 67.5063 | PI9006-201 | 0 | 0 | 0 | 0 | 0 | 0 | 0 | 0 | 0 | 0 | 0 | [11 empty] | 201.4021
0 | PI9000-8815.1 |  |  | 0 | 0.059055 | 0 | 25 | 0.013 | 0 | 31.6961 | 36 | 244.9961 | UNKN | Conduit | 36 | 1 |  | 0 | 107.6391 | 107.6391 | 0.0010764 | Estuary | 0 | FIXED | 64.3208 | PI9000-8570 | 0 | 0.22578 | SUBURBS | 0 | 0 | 0 | 1 | Cond | 20 | 32.8084 | 1 | N | 0 |  | CIRC | ROAD | 0.7874 | Full | 0 | Other |  | 0.059055 | 0 | 25 | 0.013 | 0.17 | FIXED | 64.874 | PI9000-8815 | 0 | 0 | 0 | 0 | 0 | 0 | 0 | 0 | 0 | 0 | 0 | [11 empty] | 244.9959
0 | PI9000-8499.1 |  |  | 0 | 0.059055 | 0 | 25 | 0.013 | 0 | 31.6961 | 36 | 185.4976 | UNKN | Conduit | 36 | 1 |  | 0 | 107.6391 | 107.6391 | 0.0010764 | Estuary | 0 | FIXED | 63.7422 | PI9000-8314 | 0 | 0.22578 | SUBURBS | 0 | 0 | 0 | 1 | Cond | 20 | 32.8084 | 1 | N | 0 |  | CIRC | ROAD | 0.7874 | Full | 0 | Other |  | 0.059055 | 0 | 25 | 0.013 | 0.17 | FIXED | 64.161 | PI9000-8499 | 0 | 0 | 0 | 0 | 0 | 0 | 0 | 0 | 0 | 0 | 0 | [11 empty] | 185.4979
0 | PI9000-8570.1 |  |  | 0 | 0.059055 | 0 | 25 | 0.013 | 0 | 31.6961 | 36 | 70.7956 | UNKN | Conduit | 36 | 1 |  | 0 | 107.6391 | 107.6391 | 0.0010764 | Estuary | 0 | FIXED | 64.161 | PI9000-8499 | 0 | 0.22578 | SUBURBS | 0 | 0 | 0 | 1 | Cond | 20 | 32.8084 | 1 | N | 0 |  | CIRC | ROAD | 0.7874 | Full | 0 | Other |  | 0.059055 | 0 | 25 | 0.013 | 0.17 | FIXED | 64.3208 | PI9000-8570 | 0 | 0 | 0 | 0 | 0 | 0 | 0 | 0 | 0 | 0 | 0 | [11 empty] | 70.7951
0 | PI9000-7729.1 |  |  | 0 | 0.059055 | 0 | 25 | 0.013 | 0 | 31.6961 | 36 | 223.964 | UNKN | Conduit | 36 | 1 |  | 0 | 107.6391 | 107.6391 | 0.0010764 | Estuary | 0 | FIXED | 61.9158 | PI9000-7505 | 0 | 0.22578 | SUBURBS | 0 | 0 | 0 | 1 | Cond | 20 | 32.8084 | 1 | N | 0 |  | CIRC | ROAD | 0.7874 | Full | 0 | Other |  | 0.059055 | 0 | 25 | 0.013 | 0.75 | FIXED | 62.4215 | PI9000-7729 | 0 | 0 | 0 | 0 | 0 | 0 | 0 | 0 | 0 | 0 | 0 | [11 empty] | 223.9638
0 | PI9000-7320.1 |  |  | 0 | 0.059055 | 0 | 25 | 0.013 | 0 | 31.6961 | 36 | 209.9875 | UNKN | Conduit | 36 | 1 |  | 0 | 107.6391 | 107.6391 | 0.0010764 | Estuary | 0 | FIXED | 61.0244 | PI9000-7110 | 0 | 0.22578 | SUBURBS | 0 | 0 | 0 | 1 | Cond | 20 | 32.8084 | 1 | N | 0 |  | CIRC | ROAD | 0.7874 | Full | 0 | Other |  | 0.059055 | 0 | 25 | 0.013 | 0.75 | FIXED | 61.4985 | PI9000-7320 | 0 | 0 | 0 | 0 | 0 | 0 | 0 | 0 | 0 | 0 | 0 | [11 empty] | 209.9867
0 | PI9600-2781.1 |  |  | 0 | 0.059055 | 0 | 25 | 0.013 | 0 | 14.7445 | 36 | 450.2739 | UNKN | Conduit | 36 | 1 |  | 0 | 107.6391 | 107.6391 | 0.0010764 | Estuary | 0 | FIXED | 83.64 | PI9600-2331 | 0 | 0.048859 | SUBURBS | 0 | 0 | 0 | 1 | Cond | 20 | 32.8084 | 1 | N | 0 |  | CIRC | ROAD | 0.7874 | Full | 0 | Other |  | 0.059055 | 0 | 25 | 0.013 | 0.17 | FIXED | 83.86 | PI9600-2781 | 0 | 0 | 0 | 0 | 0 | 0 | 0 | 0 | 0 | 0 | 0 | [11 empty] | 450.1962
0 | PI9600-2816.1 |  |  | 0 | 0.059055 | 0 | 25 | 0.013 | 0 | 11.274 | 36 | 35.0071 | UNKN | Conduit | 36 | 1 |  | 0 | 107.6391 | 107.6391 | 0.0010764 | Estuary | 0 | FIXED | 83.86 | PI9600-2781 | 0 | 0.028566 | SUBURBS | 0 | 0 | 0 | 1 | Cond | 20 | 32.8084 | 1 | N | 0 |  | CIRC | ROAD | 0.7874 | Full | 0 | Other |  | 0.059055 | 0 | 25 | 0.013 | 0.25 | FIXED | 83.87 | PI9600-2816 | 0 | 0 | 0 | 0 | 0 | 0 | 0 | 0 | 0 | 0 | 0 | [11 empty] | 35.0043
0 | PI9600-2131.1 |  |  | 0 | 0.059055 | 0 | 25 | 0.013 | 0 | -25.2468 | 36 | 369.9817 | UNKN | Conduit | 36 | 1 |  | 0 | 107.6391 | 107.6391 | 0.0010764 | Estuary | 0 | FIXED | 84.07 | PI9600-1761 | 0 | -0.14325 | SUBURBS | 0 | 0 | 0 | 1 | Cond | 20 | 32.8084 | 1 | N | 0 |  | CIRC | ROAD | 0.7874 | Full | 0 | Other |  | 0.059055 | 0 | 25 | 0.013 | 0.17 | FIXED | 83.54 | PI9600-2131 | 0 | 0 | 0 | 0 | 0 | 0 | 0 | 0 | 0 | 0 | 0 | [11 empty] | 369.9518
0 | PI6600-3713.1 |  |  | 0 | 0.059055 | 0 | 25 | 0.013 | 0 | 23.8802 | 36 | 686.6314 | UNKN | Conduit | 36 | 1 |  | 0 | 107.6391 | 107.6391 | 0.0010764 | Estuary | 0 | FIXED | 7.29 | PI6600-3027 | 0 | 0.12816 | SUBURBS | 0 | 0 | 0 | 1 | Cond | 20 | 32.8084 | 1 | N | 0 |  | CIRC | ROAD | 0.7874 | Full | 0 | Other |  | 0.059055 | 0 | 25 | 0.013 | 0.83 | FIXED | 8.17 | PI6600-3713 | 0 | 0 | 0 | 0 | 0 | 0 | 0 | 0 | 0 | 0 | 0 | [11 empty] | 686.6299
0 | PI5400-4077.1 |  |  | 0 | 0.059055 | 0 | 25 | 0.013 | 0 | 33.346 | 36 | 416.1609 | UNKN | Conduit | 36 | 1 |  | 0 | 107.6391 | 107.6391 | 0.0010764 | Estuary | 0 | FIXED | 107.5 | PI5400-3661 | 0 | 0.2499 | SUBURBS | 0 | 0 | 0 | 1 | Cond | 20 | 32.8084 | 1 | N | 0 |  | CIRC | ROAD | 0.7874 | Full | 0 | Other |  | 0.059055 | 0 | 25 | 0.013 | 0.5 | FIXED | 108.54 | PI5400-4077 | 0 | 0 | 0 | 0 | 0 | 0 | 0 | 0 | 0 | 0 | 0 | [11 empty] | 416.1594
0 | PI6800-235.1 |  |  | 0 | 0.059055 | 0 | 25 | 0.013 | 0 | 29.0172 | 36 | 184.9578 | UNKN | Conduit | 36 | 1 |  | 0 | 107.6391 | 107.6391 | 0.0010764 | Estuary | 0 | FIXED | 10.69 | PI6700-1398 | 0 | 0.18923 | SUBURBS | 0 | 0 | 0 | 1 | Cond | 20 | 32.8084 | 1 | N | 0 |  | CIRC | ROAD | 0.7874 | Full | 0 | Other |  | 0.059055 | 0 | 25 | 0.013 | 0.17 | FIXED | 11.04 | PI6800-235 | 0 | 0 | 0 | 0 | 0 | 0 | 0 | 0 | 0 | 0 | 0 | [11 empty] | 184.9567
0 | PI6800-272.1 |  |  | 0 | 0.059055 | 0 | 25 | 0.013 | 0 | 15.5226 | 36 | 36.9331 | UNKN | Conduit | 36 | 1 |  | 0 | 107.6391 | 107.6391 | 0.0010764 | Estuary | 0 | FIXED | 11.04 | PI6800-235 | 0 | 0.054152 | SUBURBS | 0 | 0 | 0 | 1 | Cond | 20 | 32.8084 | 1 | N | 0 |  | CIRC | ROAD | 0.7874 | Full | 0 | Other |  | 0.059055 | 0 | 25 | 0.013 | 0.32 | FIXED | 11.06 | PI6800-272 | 0 | 0 | 0 | 0 | 0 | 0 | 0 | 0 | 0 | 0 | 0 | [11 empty] | 36.9337
0 | PI6600-3027.1 |  |  | 0 | 0.059055 | 0 | 25 | 0.013 | 0 | 21.3285 | 36 | 665.1295 | UNKN | Conduit | 36 | 1 |  | 0 | 107.6391 | 107.6391 | 0.0010764 | Estuary | 0 | FIXED | 6.61 | PI6600-2362 | 0 | 0.10224 | SUBURBS | 0 | 0 | 0 | 1 | Cond | 20 | 32.8084 | 1 | N | 0 |  | CIRC | ROAD | 0.7874 | Full | 0 | Other |  | 0.059055 | 0 | 25 | 0.013 | 0.75 | FIXED | 7.29 | PI6600-3027 | 0 | 0 | 0 | 0 | 0 | 0 | 0 | 0 | 0 | 0 | 0 | [11 empty] | 665.1274
0 | PI9000-7110.1 |  |  | 0 | 0.059055 | 0 | 25 | 0.013 | 0 | 56.6545 | 42 | 57.2447 | UNKN | Conduit | 42 | 1 |  | 0 | 107.6391 | 107.6391 | 0.0010764 | Estuary | 0 | FIXED | 60.8429 | PI9000-7053 | 0 | 0.31704 | SUBURBS | 0 | 0 | 0 | 1 | Cond | 20 | 32.8084 | 1 | N | 0 |  | CIRC | ROAD | 0.7874 | Full | 0 | Other |  | 0.059055 | 0 | 25 | 0.013 | 0.36 | FIXED | 61.0244 | PI9000-7110 | 0 | 0 | 0 | 0 | 0 | 0 | 0 | 0 | 0 | 0 | 0 | [11 empty] | 57.2446
0 | PI1501-596.1 |  |  | 0 | 0.059055 | 0 | 25 | 0.013 | 0 | 44.0288 | 36 | 596.4485 | UNKN | Conduit | 36 | 1 |  | 0 | 107.6391 | 107.6391 | 0.0010764 | Estuary | 0 | FIXED | 31 | PI1500-404 | 0 | 0.43567 | SUBURBS | 0 | 0 | 0 | 1 | Cond | 20 | 32.8084 | 1 | N | 0 |  | CIRC | ROAD | 0.7874 | Full | 0 | Other |  | 0.059055 | 0 | 25 | 0.013 | 0.25 | FIXED | 33.5985 | PI1501-596 | 0 | 0 | 0 | 0 | 0 | 0 | 0 | 0 | 0 | 0 | 0 | [11 empty] | 596.4458
0 | PI3900-1321.1 |  |  | 0 | 0.059055 | 0 | 25 | 0.013 | 0 | 32.0074 | 36 | 221.5063 | UNKN | Conduit | 36 | 1 |  | 0 | 107.6391 | 107.6391 | 0.0010764 | Estuary | 0 | FIXED | 62.28 | PI3900-1100 | 0 | 0.23024 | SUBURBS | 0 | 0 | 0 | 1 | Cond | 20 | 32.8084 | 1 | N | 0 |  | CIRC | ROAD | 0.7874 | Full | 0 | Other |  | 0.059055 | 0 | 25 | 0.013 | 0.56 | FIXED | 62.79 | PI3900-1321 | 0 | 0 | 0 | 0 | 0 | 0 | 0 | 0 | 0 | 0 | 0 | [11 empty] | 221.4944
0 | PI3900-1100.1 |  |  | 0 | 0.059055 | 0 | 25 | 0.013 | 0 | 22.7916 | 36 | 642.4359 | UNKN | Conduit | 36 | 1 |  | 0 | 107.6391 | 107.6391 | 0.0010764 | Estuary | 0 | FIXED | 61.53 | PI3900-457 | 0 | 0.11674 | SUBURBS | 0 | 0 | 0 | 1 | Cond | 20 | 32.8084 | 1 | N | 0 |  | CIRC | ROAD | 0.7874 | Full | 0 | Other |  | 0.059055 | 0 | 25 | 0.013 | 0.64 | FIXED | 62.28 | PI3900-1100 | 0 | 0 | 0 | 0 | 0 | 0 | 0 | 0 | 0 | 0 | 0 | [11 empty] | 642.2921
0 | PI3900-457.1 |  |  | 0 | 0.059055 | 0 | 25 | 0.013 | 0 | 29.7358 | 36 | 171.0948 | UNKN | Conduit | 36 | 1 |  | 0 | 107.6391 | 107.6391 | 0.0010764 | Estuary | 0 | FIXED | 61.19 | PI3900-286 | 0 | 0.19872 | SUBURBS | 0 | 0 | 0 | 1 | Cond | 20 | 32.8084 | 1 | N | 0 |  | CIRC | ROAD | 0.7874 | Full | 0 | Other |  | 0.059055 | 0 | 25 | 0.013 | 0.75 | FIXED | 61.53 | PI3900-457 | 0 | 0 | 0 | 0 | 0 | 0 | 0 | 0 | 0 | 0 | 0 | [11 empty] | 171.0845
0 | PI3900-286.1 |  |  | 0 | 0.059055 | 0 | 25 | 0.013 | 0 | 43.2517 | 36 | 283.0454 | UNKN | Conduit | 36 | 1 |  | 0 | 107.6391 | 107.6391 | 0.0010764 | Estuary | 1 | FIXED | 60 | CC0300-9189 | 0 | 0.42043 | SUBURBS | 0 | 0 | 0 | 1 | Cond | 20 | 32.8084 | 1 | N | 0 |  | CIRC | ROAD | 0.7874 | Full | 0 | Other |  | 0.059055 | 0 | 25 | 0.013 | 0.68 | FIXED | 61.19 | PI3900-286 | 0 | 0 | 0 | 0 | 0 | 0 | 0 | 0 | 0 | 0 | 0 | [11 empty] | 286.0009
0 | PI7600-36.1 |  |  | 0 | 0.059055 | 0 | 25 | 0.013 | 0 | 33.3525 | 36 | 24 | UNKN | Conduit | 36 | 1 |  | 0 | 107.6391 | 107.6391 | 0.0010764 | Estuary | 1 | FIXED | 17.61 | CC0901-1398 | 0 | 0.25 | SUBURBS | 0 | 0 | 0 | 1 | Cond | 20 | 32.8084 | 1 | N | 0 |  | CIRC | ROAD | 0.7874 | Full | 0 | Other |  | 0.059055 | 0 | 25 | 0.013 | 0.29 | FIXED | 17.67 | PI7600-36 | 0 | 0 | 0 | 0 | 0 | 0 | 0 | 0 | 0 | 0 | 0 | [11 empty] | 36.4596
0 | PI7800-167.1 |  |  | 0 | 0.059055 | 0 | 25 | 0.013 | 0 | 122.3606 | 54 | 31 | UNKN | Conduit | 54 | 1 |  | 0 | 107.6391 | 107.6391 | 0.0010764 | Estuary | 0 | FIXED | 17.66 | PI7800-144 | 0 | 0.096774 | SUBURBS | 0 | 0 | 0 | 1 | Cond | 20 | 32.8084 | 2 | N | 0 |  | CIRC | ROAD | 0.7874 | Full | 0 | Other |  | 0.059055 | 0 | 25 | 0.013 | 0.48 | FIXED | 17.69 | PI7800-167 | 0 | 0 | 0 | 0 | 0 | 0 | 0 | 0 | 0 | 0 | 0 | [11 empty] | 23.3726
0 | PI7800-373.1 |  |  | 0 | 0.059055 | 0 | 25 | 0.013 | 0 | 61.7304 | 54 | 203 | UNKN | Conduit | 54 | 1 |  | 0 | 107.6391 | 107.6391 | 0.0010764 | Estuary | 0 | FIXED | 17.69 | PI7800-167 | 0 | 0.098522 | SUBURBS | 0 | 0 | 0 | 1 | Cond | 20 | 32.8084 | 1 | N | 0 |  | CIRC | ROAD | 0.7874 | Full | 0 | Other |  | 0.059055 | 0 | 25 | 0.013 | 0.17 | FIXED | 17.89 | PI7800-373 | 0 | 0 | 0 | 0 | 0 | 0 | 0 | 0 | 0 | 0 | 0 | [11 empty] | 205.7745
0 | PI7800-45.1 |  |  | 0 | 0.059055 | 0 | 25 | 0.013 | 0 | 92.7098 | 54 | 45 | UNKN | Conduit | 54 | 1 |  | 0 | 107.6391 | 107.6391 | 0.0010764 | Estuary | 1 | FIXED | 17.46 | CC0901-3175 | 0 | 0.22222 | SUBURBS | 0 | 0 | 0 | 1 | Cond | 20 | 32.8084 | 1 | N | 0 |  | CIRC | ROAD | 0.7874 | Full | 0 | Other |  | 0.059055 | 0 | 25 | 0.013 | 0.43 | FIXED | 17.56 | PI7800-45 | 0 | 0 | 0 | 0 | 0 | 0 | 0 | 0 | 0 | 0 | 0 | [11 empty] | 45.2233
0 | PI6604-275.1 |  |  | 0 | 0.059055 | 0 | 25 | 0.013 | 0 | 66.3426 | 36 | 274.9791 | UNKN | Conduit | 36 | 1 |  | 0 | 107.6391 | 107.6391 | 0.0010764 | Estuary | 0 | FIXED | 6.61 | PI6600-2362 | 0 | 0.98917 | SUBURBS | 0 | 0 | 0 | 1 | Cond | 20 | 32.8084 | 1 | N | 0 |  | CIRC | ROAD | 0.7874 | Full | 0 | Other |  | 0.059055 | 0 | 25 | 0.013 | 0.25 | FIXED | 9.33 | PI6604-275 | 0 | 0 | 0 | 0 | 0 | 0 | 0 | 0 | 0 | 0 | 0 | [11 empty] | 274.9782
0 | PI6700-1398.2 |  |  | 0 | 0.059055 | 0 | 25 | 0.013 | 0 | 136.4403 | 36 | 50.1938 | UNKN | Conduit | 36 | 1 |  | 0 | 107.6391 | 107.6391 | 0.0010764 | Estuary | 0 | FIXED | 8.59 | PI6600-1738 | 0 | 4.1838 | SUBURBS | 0 | 0 | 0 | 2 | Cond | 20 | 32.8084 | 1 | N | 0 |  | CIRC | ROAD | 0.7874 | Full | 0 | Other |  | 0.059055 | 0 | 25 | 0.013 | 0.5 | FIXED | 10.69 | PI6700-1398 | 0 | 0 | 0 | 0 | 0 | 0 | 0 | 0 | 0 | 0 | 0 | [11 empty] | 50.194
0 | PI5800-5750.1 |  |  | 0 | 0.059055 | 0 | 25 | 0.013 | 0 | 33.2992 | 36 | 425.359 | UNKN | Conduit | 36 | 1 |  | 0 | 107.6391 | 107.6391 | 0.0010764 | Estuary | 0 | FIXED | 55.16 | PI5800-5325 | 0 | 0.2492 | SUBURBS | 0 | 0 | 0 | 1 | Cond | 20 | 32.8084 | 1 | N | 0 |  | CIRC | ROAD | 0.7874 | Full | 0 | Other |  | 0.059055 | 0 | 25 | 0.013 | 0.17 | FIXED | 56.22 | PI5800-5750 | 0 | 0 | 0 | 0 | 0 | 0 | 0 | 0 | 0 | 0 | 0 | [11 empty] | 425.2833
0 | PI5800-5981.1 |  |  | 0 | 0.059055 | 0 | 25 | 0.013 | 0 | 33.2992 | 36 | 231.0272 | UNKN | Conduit | 36 | 1 |  | 0 | 107.6391 | 107.6391 | 0.0010764 | Estuary | 0 | FIXED | 56.22 | PI5800-5750 | 0 | 0.2492 | SUBURBS | 0 | 0 | 0 | 1 | Cond | 20 | 32.8084 | 1 | N | 0 |  | CIRC | ROAD | 0.7874 | Full | 0 | Other |  | 0.059055 | 0 | 25 | 0.013 | 0.17 | FIXED | 56.7957 | PI5800-5981 | 0 | 0 | 0 | 0 | 0 | 0 | 0 | 0 | 0 | 0 | 0 | [11 empty] | 231.027
0 | PI5800-6069.1 |  |  | 0 | 0.059055 | 0 | 25 | 0.013 | 0 | 33.2992 | 36 | 87.2389 | UNKN | Conduit | 36 | 1 |  | 0 | 107.6391 | 107.6391 | 0.0010764 | Estuary | 0 | FIXED | 56.8826 | PI5800-5981 | 0 | 0.2492 | SUBURBS | 0 | 0 | 0 | 1 | Cond | 20 | 32.8084 | 1 | N | 0 |  | CIRC | ROAD | 0.7874 | Full | 0 | Other |  | 0.059055 | 0 | 25 | 0.013 | 0.75 | FIXED | 57.1 | PI5800-6069 | 0 | 0 | 0 | 0 | 0 | 0 | 0 | 0 | 0 | 0 | 0 | [11 empty] | 87.2385
0 | PI5800-6678.1 |  |  | 0 | 0.059055 | 0 | 25 | 0.013 | 0 | 32.6552 | 36 | 609.2071 | UNKN | Conduit | 36 | 1 |  | 0 | 107.6391 | 107.6391 | 0.0010764 | Estuary | 0 | FIXED | 57.1 | PI5800-6069 | 0 | 0.23966 | SUBURBS | 0 | 0 | 0 | 1 | Cond | 20 | 32.8084 | 1 | N | 0 |  | CIRC | ROAD | 0.7874 | Full | 0 | Other |  | 0.059055 | 0 | 25 | 0.013 | 0.75 | FIXED | 58.56 | PI5800-6678 | 0 | 0 | 0 | 0 | 0 | 0 | 0 | 0 | 0 | 0 | 0 | [11 empty] | 609.1598
0 | PI7800-8035.1 |  |  | 0 | 0.059055 | 0 | 25 | 0.013 | 0 | 33.3534 | 36 | 203.9883 | UNKN | Conduit | 36 | 1 |  | 0 | 107.6391 | 107.6391 | 0.0010764 | Estuary | 0 | FIXED | 41.28 | PI7800-7831 | 0 | 0.25001 | SUBURBS | 0 | 0 | 0 | 1 | Cond | 20 | 32.8084 | 1 | N | 0 |  | CIRC | ROAD | 0.7874 | Full | 0 | Other |  | 0.059055 | 0 | 25 | 0.013 | 0.83 | FIXED | 41.79 | PI7800-8035 | 0 | 0 | 0 | 0 | 0 | 0 | 0 | 0 | 0 | 0 | 0 | [11 empty] | 203.9885
0 | PI7800-7831.1 |  |  | 0 | 0.059055 | 0 | 25 | 0.013 | 0 | 23.5845 | 36 | 111.9933 | UNKN | Conduit | 36 | 1 |  | 0 | 107.6391 | 107.6391 | 0.0010764 | Estuary | 0 | FIXED | 41.14 | PI7800-7719 | 0 | 0.12501 | SUBURBS | 0 | 0 | 0 | 1 | Cond | 20 | 32.8084 | 1 | N | 0 |  | CIRC | ROAD | 0.7874 | Full | 0 | Other |  | 0.059055 | 0 | 25 | 0.013 | 0.17 | FIXED | 41.28 | PI7800-7831 | 0 | 0 | 0 | 0 | 0 | 0 | 0 | 0 | 0 | 0 | 0 | [11 empty] | 111.993
0 | PI7800-7719.1 |  |  | 0 | 0.059055 | 0 | 25 | 0.013 | 0 | -10.4606 | 36 | 121.9909 | UNKN | Conduit | 36 | 1 |  | 0 | 107.6391 | 107.6391 | 0.0010764 | Estuary | 0 | FIXED | 41.17 | PI7800-7597 | 0 | -0.024592 | SUBURBS | 0 | 0 | 0 | 1 | Cond | 20 | 32.8084 | 1 | N | 0 |  | CIRC | ROAD | 0.7874 | Full | 0 | Other |  | 0.059055 | 0 | 25 | 0.013 | 0.17 | FIXED | 41.14 | PI7800-7719 | 0 | 0 | 0 | 0 | 0 | 0 | 0 | 0 | 0 | 0 | 0 | [11 empty] | 121.9903
0 | PI9600-2331.1 |  |  | 0 | 0.059055 | 0 | 25 | 0.013 | 0 | 16.2679 | 36 | 67.2532 | UNKN | Conduit | 36 | 1 |  | 0 | 107.6391 | 107.6391 | 0.0010764 | Estuary | 0 | FIXED | 83.6 | PI9600-2264 | 0 | 0.059477 | SUBURBS | 0 | 0 | 0 | 1 | Cond | 20 | 32.8084 | 1 | N | 0 |  | CIRC | ROAD | 0.7874 | Full | 0 | Other |  | 0.059055 | 0 | 25 | 0.013 | 0.17 | FIXED | 83.64 | PI9600-2331 | 0 | 0 | 0 | 0 | 0 | 0 | 0 | 0 | 0 | 0 | 0 | [11 empty] | 67.2536
0 | PI9600-2264.1 |  |  | 0 | 0.059055 | 0 | 25 | 0.013 | 0 | 14.1787 | 36 | 132.7996 | UNKN | Conduit | 36 | 1 |  | 0 | 107.6391 | 107.6391 | 0.0010764 | Estuary | 0 | FIXED | 83.54 | PI9600-2131 | 0 | 0.045181 | SUBURBS | 0 | 0 | 0 | 1 | Cond | 20 | 32.8084 | 1 | N | 0 |  | CIRC | ROAD | 0.7874 | Full | 0 | Other |  | 0.059055 | 0 | 25 | 0.013 | 0.17 | FIXED | 83.6 | PI9600-2264 | 0 | 0 | 0 | 0 | 0 | 0 | 0 | 0 | 0 | 0 | 0 | [11 empty] | 132.7993
0 | PI9000-7505.1 |  |  | 0 | 0.059055 | 0 | 25 | 0.013 | 0 | 31.6961 | 36 | 184.8292 | UNKN | Conduit | 36 | 1 |  | 0 | 107.6391 | 107.6391 | 0.0010764 | Estuary | 0 | FIXED | 61.4985 | PI9000-7320 | 0 | 0.22578 | SUBURBS | 0 | 0 | 0 | 1 | Cond | 20 | 32.8084 | 1 | N | 0 |  | CIRC | ROAD | 0.7874 | Full | 0 | Other |  | 0.059055 | 0 | 25 | 0.013 | 0.17 | FIXED | 61.9158 | PI9000-7505 | 0 | 0 | 0 | 0 | 0 | 0 | 0 | 0 | 0 | 0 | 0 | [11 empty] | 184.8285
0 | PI9006-282.1 |  |  | 0 | 0.059055 | 0 | 25 | 0.013 | 0 | 64.1716 | 36 | 81.0069 | UNKN | Conduit | 36 | 1 |  | 0 | 107.6391 | 107.6391 | 0.0010764 | Estuary | 0 | FIXED | 67.5063 | PI9006-201 | 0 | 0.92548 | SUBURBS | 0 | 0 | 0 | 1 | Cond | 20 | 32.8084 | 1 | N | 0 |  | CIRC | ROAD | 0.7874 | Full | 0 | Other |  | 0.059055 | 0 | 25 | 0.013 | 0.5 | FIXED | 68.256 | PI9006-282 | 0 | 0 | 0 | 0 | 0 | 0 | 0 | 0 | 0 | 0 | 0 | [11 empty] | 81.0075
0 | PI7700-7323.1 |  |  | 0 | 0.059055 | 0 | 25 | 0.013 | 0 | 48.1595 | 36 | 223.9796 | UNKN | Conduit | 36 | 1 |  | 0 | 107.6391 | 107.6391 | 0.0010764 | Estuary | 0 | FIXED | 42.3112 | PI7700-7099 | 0 | 0.52125 | SUBURBS | 0 | 0 | 0 | 1 | Cond | 20 | 32.8084 | 1 | N | 0 |  | CIRC | ROAD | 0.7874 | Full | 0 | Other |  | 0.059055 | 0 | 25 | 0.013 | 0.75 | FIXED | 43.4787 | PI7700-7323 | 0 | 0 | 0 | 0 | 0 | 0 | 0 | 0 | 0 | 0 | 0 | [11 empty] | 223.9793
0 | PI8200-0.1 |  |  | 0 | 0.059055 | 0 | 25 | 0.013 | 0 | 62.1916 | 54 | 40 | UNKN | Conduit | 54 | 1 |  | 0 | 107.6391 | 107.6391 | 0.0010764 | Estuary | 0 | FIXED | 18.12 | PI7800-373 | 0 | 0.1 | SUBURBS | 0 | 0 | 0 | 1 | Cond | 20 | 32.8084 | 1 | N | 0 |  | CIRC | ROAD | 0.7874 | Full | 0 | Other |  | 0.059055 | 0 | 25 | 0.013 | 0.18 | FIXED | 18.16 | PI8200-0 | 0 | 0 | 0 | 0 | 0 | 0 | 0 | 0 | 0 | 0 | 0 | [11 empty] | 263.3182
0 | PI9601-167.1 |  |  | 0 | 0.059055 | 0 | 25 | 0.013 | 0 | 36.4778 | 36 | 167.1972 | UNKN | Conduit | 36 | 1 |  | 0 | 107.6391 | 107.6391 | 0.0010764 | Estuary | 0 | FIXED | 84.07 | PI9600-1761 | 0 | 0.29905 | SUBURBS | 0 | 0 | 0 | 1 | Cond | 20 | 32.8084 | 1 | N | 0 |  | CIRC | ROAD | 0.7874 | Full | 0 | Other |  | 0.059055 | 0 | 25 | 0.013 | 0.17 | FIXED | 84.57 | PI9601-167 | 0 | 0 | 0 | 0 | 0 | 0 | 0 | 0 | 0 | 0 | 0 | [11 empty] | 167.1582
0 | PI9601-350.1 |  |  | 0 | 0.059055 | 0 | 25 | 0.013 | 0 | 33.454 | 36 | 182.8855 | UNKN | Conduit | 36 | 1 |  | 0 | 107.6391 | 107.6391 | 0.0010764 | Estuary | 0 | FIXED | 84.57 | PI9601-167 | 0 | 0.25152 | SUBURBS | 0 | 0 | 0 | 1 | Cond | 20 | 32.8084 | 1 | N | 0 |  | CIRC | ROAD | 0.7874 | Full | 0 | Other |  | 0.059055 | 0 | 25 | 0.013 | 0.25 | FIXED | 85.03 | PI9601-350 | 0 | 0 | 0 | 0 | 0 | 0 | 0 | 0 | 0 | 0 | 0 | [11 empty] | 182.8497
0 | PI0700-2604.1 |  |  | 0 | 0.059055 | 0 | 25 | 0.013 | 0 | 32.8425 | 36 | 20.626 | UNKN | Conduit | 36 | 1 |  | 0 | 107.6391 | 107.6391 | 0.0010764 | Estuary | 0 | FIXED | 45.4 | PI0700-2584 | 0 | 0.24241 | SUBURBS | 0 | 0 | 0 | 1 | Cond | 20 | 32.8084 | 1 | N | 0 |  | CIRC | ROAD | 0.7874 | Full | 0 | Other |  | 0.059055 | 0 | 25 | 0.013 | 0.17 | FIXED | 45.45 | PI0700-2604 | 0 | 0 | 0 | 0 | 0 | 0 | 0 | 0 | 0 | 0 | 0 | [11 empty] | 20.6253
0 | PI0700-3471.1 |  |  | 0 | 0.059055 | 0 | 25 | 0.013 | 0 | 59.9829 | 36 | 255.9954 | UNKN | Conduit | 36 | 1 |  | 0 | 107.6391 | 107.6391 | 0.0010764 | Estuary | 0 | FIXED | 47.74 | PI0700-3215 | 0 | 0.80861 | SUBURBS | 0 | 0 | 0 | 1 | Cond | 20 | 32.8084 | 1 | N | 0 |  | CIRC | ROAD | 0.7874 | Full | 0 | Other |  | 0.059055 | 0 | 25 | 0.013 | 0.17 | FIXED | 49.81 | PI0700-3471 | 0 | 0 | 0 | 0 | 0 | 0 | 0 | 0 | 0 | 0 | 0 | [11 empty] | 255.9944
0 | PI0700-3215.1 |  |  | 0 | 0.059055 | 0 | 25 | 0.013 | 0 | 40.6237 | 36 | 250.7499 | UNKN | Conduit | 36 | 1 |  | 0 | 107.6391 | 107.6391 | 0.0010764 | Estuary | 0 | FIXED | 46.81 | PI0700-2964 | 0 | 0.37089 | SUBURBS | 0 | 0 | 0 | 1 | Cond | 20 | 32.8084 | 1 | N | 0 |  | CIRC | ROAD | 0.7874 | Full | 0 | Other |  | 0.059055 | 0 | 25 | 0.013 | 0.17 | FIXED | 47.74 | PI0700-3215 | 0 | 0 | 0 | 0 | 0 | 0 | 0 | 0 | 0 | 0 | 0 | [11 empty] | 250.7493
0 | PI0700-3629.1 |  |  | 0 | 0.059055 | 0 | 25 | 0.013 | 0 | 33.5237 | 36 | 158.3695 | UNKN | Conduit | 36 | 1 |  | 0 | 107.6391 | 107.6391 | 0.0010764 | Estuary | 0 | FIXED | 49.81 | PI0700-3471 | 0 | 0.25257 | SUBURBS | 0 | 0 | 0 | 1 | Cond | 20 | 32.8084 | 1 | N | 0 |  | CIRC | ROAD | 0.7874 | Full | 0 | Other |  | 0.059055 | 0 | 25 | 0.013 | 0.5 | FIXED | 50.21 | PI0700-3629 | 0 | 0 | 0 | 0 | 0 | 0 | 0 | 0 | 0 | 0 | 0 | [11 empty] | 158.37
0 | PI0700-2507.1 |  |  | 0 | 0.059055 | 0 | 25 | 0.013 | 0 | 30.506 | 36 | 459.0059 | UNKN | Conduit | 36 | 1 |  | 0 | 107.6391 | 107.6391 | 0.0010764 | Estuary | 0 | FIXED | 44.16 | PI0700-2048 | 0 | 0.20915 | SUBURBS | 0 | 0 | 0 | 1 | Cond | 20 | 32.8084 | 1 | N | 0 |  | CIRC | ROAD | 0.7874 | Full | 0 | Other |  | 0.059055 | 0 | 25 | 0.013 | 0.75 | FIXED | 45.12 | PI0700-2507 | 0 | 0 | 0 | 0 | 0 | 0 | 0 | 0 | 0 | 0 | 0 | [11 empty] | 459.0047
0 | PI5800-9043.1 |  |  | 0 | 0.059055 | 0 | 25 | 0.013 | 0 | 54.2558 | 36 | 663.5731 | UNKN | Conduit | 36 | 1 |  | 0 | 107.6391 | 107.6391 | 0.0010764 | Estuary | 0 | FIXED | 77.2 | PI5800-8380 | 0 | 0.66157 | SUBURBS | 0 | 0 | 0 | 1 | Cond | 20 | 32.8084 | 1 | N | 0 |  | CIRC | ROAD | 0.7874 | Full | 0 | Other |  | 0.059055 | 0 | 25 | 0.013 | 0.17 | FIXED | 81.59 | PI5800-9043 | 0 | 0 | 0 | 0 | 0 | 0 | 0 | 0 | 0 | 0 | 0 | [11 empty] | 663.5368
0 | PI5800-9509.1 |  |  | 0 | 0.059055 | 0 | 25 | 0.013 | 0 | 51.5146 | 36 | 466.1231 | UNKN | Conduit | 36 | 1 |  | 0 | 107.6391 | 107.6391 | 0.0010764 | Estuary | 0 | FIXED | 81.59 | PI5800-9043 | 0 | 0.59641 | SUBURBS | 0 | 0 | 0 | 1 | Cond | 20 | 32.8084 | 1 | N | 0 |  | CIRC | ROAD | 0.7874 | Full | 0 | Other |  | 0.059055 | 0 | 25 | 0.013 | 0.26 | FIXED | 84.37 | PI5800-9509 | 0 | 0 | 0 | 0 | 0 | 0 | 0 | 0 | 0 | 0 | 0 | [11 empty] | 466.0447
0 | PI5800-8380.1 |  |  | 0 | 0.059055 | 0 | 25 | 0.013 | 0 | 42.058 | 36 | 279.2172 | UNKN | Conduit | 36 | 1 |  | 0 | 107.6391 | 107.6391 | 0.0010764 | Estuary | 0 | FIXED | 76.09 | PI5800-8100 | 0 | 0.39754 | SUBURBS | 0 | 0 | 0 | 1 | Cond | 20 | 32.8084 | 1 | N | 0 |  | CIRC | ROAD | 0.7874 | Full | 0 | Other |  | 0.059055 | 0 | 25 | 0.013 | 0.17 | FIXED | 77.2 | PI5800-8380 | 0 | 0 | 0 | 0 | 0 | 0 | 0 | 0 | 0 | 0 | 0 | [11 empty] | 279.1674
0 | PI5800-8100.1 |  |  | 0 | 0.059055 | 0 | 25 | 0.013 | 0 | 95.6179 | 36 | 478.8874 | UNKN | Conduit | 36 | 1 |  | 0 | 107.6391 | 107.6391 | 0.0010764 | Estuary | 0 | FIXED | 66.25 | PI5800-7621 | 0 | 2.0548 | SUBURBS | 0 | 0 | 0 | 1 | Cond | 20 | 32.8084 | 1 | N | 0 |  | CIRC | ROAD | 0.7874 | Full | 0 | Other |  | 0.059055 | 0 | 25 | 0.013 | 0.17 | FIXED | 76.09 | PI5800-8100 | 0 | 0 | 0 | 0 | 0 | 0 | 0 | 0 | 0 | 0 | 0 | [11 empty] | 478.8207
0 | PI0700-2552.1 |  |  | 0 | 0.059055 | 0 | 25 | 0.013 | 0 | 32.8881 | 36 | 45.2513 | UNKN | Conduit | 36 | 1 |  | 0 | 107.6391 | 107.6391 | 0.0010764 | Estuary | 0 | FIXED | 45.12 | PI0700-2507 | 0 | 0.24309 | SUBURBS | 0 | 0 | 0 | 1 | Cond | 20 | 32.8084 | 1 | N | 0 |  | CIRC | ROAD | 0.7874 | Full | 0 | Other |  | 0.059055 | 0 | 25 | 0.013 | 0.17 | FIXED | 45.23 | PI0700-2552 | 0 | 0 | 0 | 0 | 0 | 0 | 0 | 0 | 0 | 0 | 0 | [11 empty] | 45.2514
0 | PI0700-2584.1 |  |  | 0 | 0.059055 | 0 | 25 | 0.013 | 0 | 49.0192 | 36 | 31.4798 | UNKN | Conduit | 36 | 1 |  | 0 | 107.6391 | 107.6391 | 0.0010764 | Estuary | 0 | FIXED | 45.23 | PI0700-2552 | 0 | 0.54003 | SUBURBS | 0 | 0 | 0 | 1 | Cond | 20 | 32.8084 | 1 | N | 0 |  | CIRC | ROAD | 0.7874 | Full | 0 | Other |  | 0.059055 | 0 | 25 | 0.013 | 0.2 | FIXED | 45.4 | PI0700-2584 | 0 | 0 | 0 | 0 | 0 | 0 | 0 | 0 | 0 | 0 | 0 | [11 empty] | 31.4799
0 | PI5800-6934.1 |  |  | 0 | 0.059055 | 0 | 25 | 0.013 | 0 | 43.7202 | 36 | 256.0622 | UNKN | Conduit | 36 | 1 |  | 0 | 107.6391 | 107.6391 | 0.0010764 | Estuary | 0 | FIXED | 58.56 | PI5800-6678 | 0 | 0.42958 | SUBURBS | 0 | 0 | 0 | 1 | Cond | 20 | 32.8084 | 1 | N | 0 |  | CIRC | ROAD | 0.7874 | Full | 0 | Other |  | 0.059055 | 0 | 25 | 0.013 | 0.17 | FIXED | 59.66 | PI5800-6934 | 0 | 0 | 0 | 0 | 0 | 0 | 0 | 0 | 0 | 0 | 0 | [11 empty] | 256.0622
0 | PI5800-7230.1 |  |  | 0 | 0.059055 | 0 | 25 | 0.013 | 0 | -36.1915 | 36 | 462.0004 | UNKN | Conduit | 36 | 1 |  | 0 | 107.6391 | 107.6391 | 0.0010764 | Estuary | 0 | FIXED | 59.66 | PI5800-6934 | 0 | -0.29437 | SUBURBS | 0 | 0 | 0 | 1 | Cond | 20 | 32.8084 | 1 | N | 0 |  | CIRC | ROAD | 0.7874 | Full | 0 | Other |  | 0.059055 | 0 | 25 | 0.013 | 0.17 | FIXED | 58.3 | PI5800-7230 | 0 | 0 | 0 | 0 | 0 | 0 | 0 | 0 | 0 | 0 | 0 | [11 empty] | 295.9964
0 | PI7800-6525.1 |  |  | 0 | 0.059055 | 0 | 25 | 0.013 | 0 | 21.3634 | 36 | 155.9891 | UNKN | Conduit | 36 | 1 |  | 0 | 107.6391 | 107.6391 | 0.0010764 | Estuary | 0 | FIXED | 39.55 | PI7800-6369 | 0 | 0.10257 | SUBURBS | 0 | 0 | 0 | 1 | Cond | 20 | 32.8084 | 1 | N | 0 |  | CIRC | ROAD | 0.7874 | Full | 0 | Other |  | 0.059055 | 0 | 25 | 0.013 | 0.17 | FIXED | 39.71 | PI7800-6525 | 0 | 0 | 0 | 0 | 0 | 0 | 0 | 0 | 0 | 0 | 0 | [11 empty] | 155.9891
0 | PI1200-462.1 |  |  | 0 | 0.059055 | 0 | 25 | 0.013 | 0 | 54.4717 | 36 | 186.3265 | UNKN | Conduit | 36 | 1 |  | 0 | 107.6391 | 107.6391 | 0.0010764 | Estuary | 0 | FIXED | 17.7591 | PI1200-275 | 0 | 0.66685 | SUBURBS | 0 | 0 | 0 | 1 | Cond | 20 | 32.8084 | 1 | N | 0 |  | CIRC | ROAD | 0.7874 | Full | 0 | Other |  | 0.059055 | 0 | 25 | 0.013 | 0.27 | FIXED | 19.0016 | PI1200-462 | 0 | 0 | 0 | 0 | 0 | 0 | 0 | 0 | 0 | 0 | 0 | [11 empty] | 186.3257
0 | PI1100-375.1 |  |  | 0 | 0.059055 | 0 | 25 | 0.013 | 0 | -44.0993 | 36 | 375.2295 | UNKN | Conduit | 36 | 1 |  | 0 | 107.6391 | 107.6391 | 0.0010764 | Estuary | 0 | FIXED | 18.76 | PI0800-9800 | 0 | -0.43707 | SUBURBS | 0 | 0 | 0 | 1 | Cond | 20 | 32.8084 | 1 | N | 0 |  | CIRC | ROAD | 0.7874 | Full | 0 | Other |  | 0.059055 | 0 | 25 | 0.013 | 0.25 | FIXED | 17.12 | PI1100-375 | 0 | 0 | 0 | 0 | 0 | 0 | 0 | 0 | 0 | 0 | 0 | [11 empty] | 375.2289
0 | PI2600-105.1 |  |  | 0 | 0.059055 | 0 | 25 | 0.013 | 0 | 36.7028 | 36 | 110.9834 | UNKN | Conduit | 36 | 1 |  | 0 | 107.6391 | 107.6391 | 0.0010764 | Estuary | 1 | FIXED | 37.704 | CC0300-1316 | 0 | 0.30275 | SUBURBS | 0 | 0 | 0 | 1 | Cond | 20 | 32.8084 | 1 | N | 0 |  | CIRC | ROAD | 0.7874 | Full | 0 | Other |  | 0.059055 | 0 | 25 | 0.013 | 0.17 | FIXED | 38.04 | PI2600-105 | 0 | 0 | 0 | 0 | 0 | 0 | 0 | 0 | 0 | 0 | 0 | [11 empty] | 294.5027
0 | PI2600-657.1 |  |  | 0 | 0.059055 | 0 | 25 | 0.013 | 0 | -40.0378 | 36 | 552.3693 | UNKN | Conduit | 36 | 1 |  | 0 | 107.6391 | 107.6391 | 0.0010764 | Estuary | 0 | FIXED | 38.04 | PI2600-105 | 0 | -0.36027 | SUBURBS | 0 | 0 | 0 | 1 | Cond | 20 | 32.8084 | 1 | N | 0 |  | CIRC | ROAD | 0.7874 | Full | 0 | Other |  | 0.059055 | 0 | 25 | 0.013 | 0.19 | FIXED | 36.05 | PI2600-657 | 0 | 0 | 0 | 0 | 0 | 0 | 0 | 0 | 0 | 0 | 0 | [11 empty] | 552.3685
0 | PI2600-803.1 |  |  | 0 | 0.059055 | 0 | 25 | 0.013 | 0 | 21.3789 | 36 | 146.0283 | UNKN | Conduit | 36 | 1 |  | 0 | 107.6391 | 107.6391 | 0.0010764 | Estuary | 0 | FIXED | 36.05 | PI2600-657 | 0 | 0.10272 | SUBURBS | 0 | 0 | 0 | 1 | Cond | 20 | 32.8084 | 1 | N | 0 |  | CIRC | ROAD | 0.7874 | Full | 0 | Other |  | 0.059055 | 0 | 25 | 0.013 | 0.19 | FIXED | 36.2 | PI2600-803 | 0 | 0 | 0 | 0 | 0 | 0 | 0 | 0 | 0 | 0 | 0 | [11 empty] | 146.0279
0 | PI2600-1193.1 |  |  | 0 | 0.059055 | 0 | 25 | 0.013 | 0 | 33.2884 | 36 | 389.4944 | UNKN | Conduit | 36 | 1 |  | 0 | 107.6391 | 107.6391 | 0.0010764 | Estuary | 0 | FIXED | 36.2 | PI2600-803 | 0 | 0.24904 | SUBURBS | 0 | 0 | 0 | 1 | Cond | 20 | 32.8084 | 1 | N | 0 |  | CIRC | ROAD | 0.7874 | Full | 0 | Other |  | 0.059055 | 0 | 25 | 0.013 | 0.83 | FIXED | 37.17 | PI2600-1193 | 0 | 0 | 0 | 0 | 0 | 0 | 0 | 0 | 0 | 0 | 0 | [11 empty] | 389.4937
0 | PI7800-7597.1 |  |  | 0 | 0.059055 | 0 | 25 | 0.013 | 0 | 28.6172 | 36 | 456.3952 | UNKN | Conduit | 36 | 1 |  | 0 | 107.6391 | 107.6391 | 0.0010764 | Estuary | 0 | FIXED | 40.33 | PI7800-7141 | 0 | 0.18405 | SUBURBS | 0 | 0 | 0 | 1 | Cond | 20 | 32.8084 | 1 | N | 0 |  | CIRC | ROAD | 0.7874 | Full | 0 | Other |  | 0.059055 | 0 | 25 | 0.013 | 0.17 | FIXED | 41.17 | PI7800-7597 | 0 | 0 | 0 | 0 | 0 | 0 | 0 | 0 | 0 | 0 | 0 | [11 empty] | 456.3942
0 | PI7800-7141.1 |  |  | 0 | 0.059055 | 0 | 25 | 0.013 | 0 | 17.9906 | 36 | 27.4951 | UNKN | Conduit | 36 | 1 |  | 0 | 107.6391 | 107.6391 | 0.0010764 | Estuary | 0 | FIXED | 40.31 | PI7800-7113 | 0 | 0.07274 | SUBURBS | 0 | 0 | 0 | 1 | Cond | 20 | 32.8084 | 1 | N | 0 |  | CIRC | ROAD | 0.7874 | Full | 0 | Other |  | 0.059055 | 0 | 25 | 0.013 | 0.17 | FIXED | 40.33 | PI7800-7141 | 0 | 0 | 0 | 0 | 0 | 0 | 0 | 0 | 0 | 0 | 0 | [11 empty] | 27.4947
0 | PI7800-6703.1 |  |  | 0 | 0.059055 | 0 | 25 | 0.013 | 0 | 33.1956 | 36 | 177.6675 | UNKN | Conduit | 36 | 1 |  | 0 | 107.6391 | 107.6391 | 0.0010764 | Estuary | 0 | FIXED | 39.71 | PI7800-6525 | 0 | 0.24765 | SUBURBS | 0 | 0 | 0 | 1 | Cond | 20 | 32.8084 | 1 | N | 0 |  | CIRC | ROAD | 0.7874 | Full | 0 | Other |  | 0.059055 | 0 | 25 | 0.013 | 0.17 | FIXED | 40.15 | PI7800-6703 | 0 | 0 | 0 | 0 | 0 | 0 | 0 | 0 | 0 | 0 | 0 | [11 empty] | 177.6678
0 | PI5200-83.1 |  |  | 0 | 0.059055 | 0 | 25 | 0.013 | 0 | 71.4555 | 36 | 82.7881 | UNKN | Conduit | 36 | 1 |  | 0 | 107.6391 | 107.6391 | 0.0010764 | Estuary | 1 | FIXED | 122 | CC0300-18144 | 0 | 1.1475 | SUBURBS | 0 | 0 | 0 | 1 | Cond | 20 | 32.8084 | 1 | N | 0 |  | CIRC | ROAD | 0.7874 | Full | 0 | Other |  | 0.059055 | 0 | 25 | 0.013 | 0.83 | FIXED | 122.95 | PI5200-83 | 0 | 0 | 0 | 0 | 0 | 0 | 0 | 0 | 0 | 0 | 0 | [11 empty] | 82.788
0 | PI7800-7113.1 |  |  | 0 | 0.059055 | 0 | 25 | 0.013 | 0 | 13.1716 | 36 | 410.3517 | UNKN | Conduit | 36 | 1 |  | 0 | 107.6391 | 107.6391 | 0.0010764 | Estuary | 0 | FIXED | 40.15 | PI7800-6703 | 0 | 0.038991 | SUBURBS | 0 | 0 | 0 | 1 | Cond | 20 | 32.8084 | 1 | N | 0 |  | CIRC | ROAD | 0.7874 | Full | 0 | Other |  | 0.059055 | 0 | 25 | 0.013 | 0.17 | FIXED | 40.31 | PI7800-7113 | 0 | 0 | 0 | 0 | 0 | 0 | 0 | 0 | 0 | 0 | 0 | [11 empty] | 410.351
0 | PI7716-213.1 |  |  | 0 | 0.059055 | 0 | 25 | 0.013 | 0 | 45.8883 | 36 | 213.4197 | UNKN | Conduit | 36 | 1 |  | 0 | 107.6391 | 107.6391 | 0.0010764 | Estuary | 0 | FIXED | 49.28 | PI7700-8992 | 0 | 0.47325 | SUBURBS | 0 | 0 | 0 | 1 | Cond | 20 | 32.8084 | 1 | N | 0 |  | CIRC | ROAD | 0.7874 | Full | 0 | Other |  | 0.059055 | 0 | 25 | 0.013 | 0.5 | FIXED | 50.29 | PI7716-213 | 0 | 0 | 0 | 0 | 0 | 0 | 0 | 0 | 0 | 0 | 0 | [11 empty] | 213.4192
0 | PI7700-8427.1 |  |  | 0 | 0.059055 | 0 | 25 | 0.013 | 0 | 33.2975 | 36 | 405.3352 | UNKN | Conduit | 36 | 1 |  | 0 | 107.6391 | 107.6391 | 0.0010764 | Estuary | 0 | FIXED | 45.79 | PI7700-8021 | 0 | 0.24918 | SUBURBS | 0 | 0 | 0 | 1 | Cond | 20 | 32.8084 | 1 | N | 0 |  | CIRC | ROAD | 0.7874 | Full | 0 | Other |  | 0.059055 | 0 | 25 | 0.013 | 0.75 | FIXED | 46.8 | PI7700-8427 | 0 | 0 | 0 | 0 | 0 | 0 | 0 | 0 | 0 | 0 | 0 | [11 empty] | 405.334
0 | PI7700-8756.1 |  |  | 0 | 0.059055 | 0 | 25 | 0.013 | 0 | 46.3517 | 36 | 329.2928 | UNKN | Conduit | 36 | 1 |  | 0 | 107.6391 | 107.6391 | 0.0010764 | Estuary | 0 | FIXED | 46.8 | PI7700-8427 | 0 | 0.48285 | SUBURBS | 0 | 0 | 0 | 1 | Cond | 20 | 32.8084 | 1 | N | 0 |  | CIRC | ROAD | 0.7874 | Full | 0 | Other |  | 0.059055 | 0 | 25 | 0.013 | 0.17 | FIXED | 48.39 | PI7700-8756 | 0 | 0 | 0 | 0 | 0 | 0 | 0 | 0 | 0 | 0 | 0 | [11 empty] | 329.2929
0 | PI7700-7624.1 |  |  | 0 | 0.059055 | 0 | 25 | 0.013 | 0 | 48.1595 | 36 | 300.9061 | UNKN | Conduit | 36 | 1 |  | 0 | 107.6391 | 107.6391 | 0.0010764 | Estuary | 0 | FIXED | 43.4787 | PI7700-7323 | 0 | 0.52125 | SUBURBS | 0 | 0 | 0 | 1 | Cond | 20 | 32.8084 | 1 | N | 0 |  | CIRC | ROAD | 0.7874 | Full | 0 | Other |  | 0.059055 | 0 | 25 | 0.013 | 0.18 | FIXED | 45.0471 | PI7700-7624 | 0 | 0 | 0 | 0 | 0 | 0 | 0 | 0 | 0 | 0 | 0 | [11 empty] | 300.9058
0 | PI7700-8992.1 |  |  | 0 | 0.059055 | 0 | 25 | 0.013 | 0 | 40.9798 | 36 | 235.8125 | UNKN | Conduit | 36 | 1 |  | 0 | 107.6391 | 107.6391 | 0.0010764 | Estuary | 0 | FIXED | 48.39 | PI7700-8756 | 0 | 0.37742 | SUBURBS | 0 | 0 | 0 | 1 | Cond | 20 | 32.8084 | 1 | N | 0 |  | CIRC | ROAD | 0.7874 | Full | 0 | Other |  | 0.059055 | 0 | 25 | 0.013 | 0.17 | FIXED | 49.28 | PI7700-8992 | 0 | 0 | 0 | 0 | 0 | 0 | 0 | 0 | 0 | 0 | 0 | [11 empty] | 235.8121
0 | PI7700-8021.1 |  |  | 0 | 0.059055 | 0 | 25 | 0.013 | 0 | 28.8588 | 36 | 396.8894 | UNKN | Conduit | 36 | 1 |  | 0 | 107.6391 | 107.6391 | 0.0010764 | Estuary | 0 | FIXED | 45.0471 | PI7700-7624 | 0 | 0.18717 | SUBURBS | 0 | 0 | 0 | 1 | Cond | 20 | 32.8084 | 1 | N | 0 |  | CIRC | ROAD | 0.7874 | Full | 0 | Other |  | 0.059055 | 0 | 25 | 0.013 | 0.21 | FIXED | 45.79 | PI7700-8021 | 0 | 0 | 0 | 0 | 0 | 0 | 0 | 0 | 0 | 0 | 0 | [11 empty] | 396.8884
0 | PI4200-3579.1 |  |  | 0 | 0.059055 | 0 | 25 | 0.013 | 0 | 33.2897 | 36 | 285.0715 | UNKN | Conduit | 36 | 1 |  | 0 | 107.6391 | 107.6391 | 0.0010764 | Estuary | 0 | FIXED | 76.21 | PI4200-3294 | 0 | 0.24906 | SUBURBS | 0 | 0 | 0 | 1 | Cond | 20 | 32.8084 | 1 | N | 0 |  | CIRC | ROAD | 0.7874 | Full | 0 | Other |  | 0.059055 | 0 | 25 | 0.013 | 0.25 | FIXED | 76.92 | PI4200-3579 | 0 | 0 | 0 | 0 | 0 | 0 | 0 | 0 | 0 | 0 | 0 | [11 empty] | 285.0205
0 | PI7700-7099.1 |  |  | 0 | 0.059055 | 0 | 25 | 0.013 | 0 | 59.6181 | 39 | 239.0468 | UNKN | Conduit | 39 | 1 |  | 0 | 107.6391 | 107.6391 | 0.0010764 | Estuary | 0 | FIXED | 41.0651 | PI7700-6860 | 0 | 0.52125 | SUBURBS | 0 | 0 | 0 | 1 | Cond | 20 | 32.8084 | 1 | N | 0 |  | CIRC | ROAD | 0.7874 | Full | 0 | Other |  | 0.059055 | 0 | 25 | 0.013 | 0.82 | FIXED | 42.3112 | PI7700-7099 | 0 | 0 | 0 | 0 | 0 | 0 | 0 | 0 | 0 | 0 | 0 | [11 empty] | 239.0466
0 | PI7700-6450.1 |  |  | 0 | 0.059055 | 0 | 25 | 0.013 | 0 | -231.6944 | 48 | 29.9857 | UNKN | Conduit | 48 | 1 |  | 0 | 107.6391 | 107.6391 | 0.0010764 | Estuary | 0 | FIXED | 40.28 | PI7700-5971 | 0 | -2.6012 | SUBURBS | 0 | 0 | 0 | 1 | Cond | 20 | 32.8084 | 1 | N | 0 |  | CIRC | ROAD | 0.7874 | Full | 0 | Other |  | 0.059055 | 0 | 25 | 0.013 | 0.25 | FIXED | 39.5 | PI7700-6450 | 0 | 0 | 0 | 0 | 0 | 0 | 0 | 0 | 0 | 0 | 0 | [11 empty] | 478.9665
0 | PI7700-6860.1 |  |  | 0 | 0.059055 | 0 | 25 | 0.013 | 0 | 59.6181 | 39 | 150.132 | UNKN | Conduit | 39 | 1 |  | 0 | 107.6391 | 107.6391 | 0.0010764 | Estuary | 0 | FIXED | 40.2826 | PI7700-6606 | 0 | 0.52125 | SUBURBS | 0 | 0 | 0 | 1 | Cond | 20 | 32.8084 | 1 | N | 0 |  | CIRC | ROAD | 0.7874 | Full | 0 | Other |  | 0.059055 | 0 | 25 | 0.013 | 0.17 | FIXED | 41.0651 | PI7700-6860 | 0 | 0 | 0 | 0 | 0 | 0 | 0 | 0 | 0 | 0 | 0 | [11 empty] | 253.9581
0 | PI5800-5299.1 |  |  | 0 | 0.059055 | 0 | 25 | 0.013 | 0 | 32.3237 | 42 | 1085.2648 | UNKN | Conduit | 42 | 1 |  | 0 | 107.6391 | 107.6391 | 0.0010764 | Estuary | 0 | FIXED | 53.97 | PI5800-4733 | 0 | 0.1032 | SUBURBS | 0 | 0 | 0 | 1 | Cond | 20 | 32.8084 | 1 | N | 0 |  | CIRC | ROAD | 0.7874 | Full | 0 | Other |  | 0.059055 | 0 | 25 | 0.013 | 0.29 | FIXED | 55.09 | PI5800-5299 | 0 | 0 | 0 | 0 | 0 | 0 | 0 | 0 | 0 | 0 | 0 | [11 empty] | 565.1087
0 | PI9000-9584.1 |  |  | 0 | 0.059055 | 0 | 25 | 0.013 | 0 | 31.6961 | 36 | 235.0257 | UNKN | Conduit | 36 | 1 |  | 0 | 107.6391 | 107.6391 | 0.0010764 | Estuary | 0 | FIXED | 66.0793 | PI9000-9349 | 0 | 0.22578 | SUBURBS | 0 | 0 | 0 | 1 | Cond | 20 | 32.8084 | 1 | N | 0 |  | CIRC | ROAD | 0.7874 | Full | 0 | Other |  | 0.059055 | 0 | 25 | 0.013 | 0.5 | FIXED | 66.61 | PI9000-9584 | 0 | 0 | 0 | 0 | 0 | 0 | 0 | 0 | 0 | 0 | 0 | [11 empty] | 235.0251
0 | PI5400-3192.1 |  |  | 0 | 0.059055 | 0 | 25 | 0.013 | 0 | 67.9541 | 42 | 295.9801 | UNKN | Conduit | 42 | 1 |  | 0 | 107.6391 | 107.6391 | 0.0010764 | Estuary | 0 | FIXED | 102.2 | PI5400-2896 | 0 | 0.45611 | SUBURBS | 0 | 0 | 0 | 1 | Cond | 20 | 32.8084 | 1 | N | 0 |  | CIRC | ROAD | 0.7874 | Full | 0 | Other |  | 0.059055 | 0 | 25 | 0.013 | 0.17 | FIXED | 103.55 | PI5400-3192 | 0 | 0 | 0 | 0 | 0 | 0 | 0 | 0 | 0 | 0 | 0 | [11 empty] | 295.9798
0 | PI5400-2896.1 |  |  | 0 | 0.059055 | 0 | 25 | 0.013 | 0 | -40.7771 | 42 | 255.7265 | UNKN | Conduit | 42 | 1 |  | 0 | 107.6391 | 107.6391 | 0.0010764 | Estuary | 0 | FIXED | 102.62 | PI5400-2640 | 0 | -0.16424 | SUBURBS | 0 | 0 | 0 | 1 | Cond | 20 | 32.8084 | 1 | N | 0 |  | CIRC | ROAD | 0.7874 | Full | 0 | Other |  | 0.059055 | 0 | 25 | 0.013 | 0.17 | FIXED | 102.2 | PI5400-2896 | 0 | 0 | 0 | 0 | 0 | 0 | 0 | 0 | 0 | 0 | 0 | [11 empty] | 255.7264
0 | PI6900-1842.1 |  |  | 0 | 0.059055 | 0 | 25 | 0.013 | 0 | 26.9287 | 42 | 390.9193 | UNKN | Conduit | 42 | 1 |  | 0 | 107.6391 | 107.6391 | 0.0010764 | Estuary | 0 | FIXED | 11 | PI6900-1451 | 0 | 0.071626 | SUBURBS | 0 | 0 | 0 | 1 | Cond | 20 | 32.8084 | 1 | N | 0 |  | CIRC | ROAD | 0.7874 | Full | 0 | Other |  | 0.059055 | 0 | 25 | 0.013 | 0.17 | FIXED | 11.28 | PI6900-1842 | 0 | 0 | 0 | 0 | 0 | 0 | 0 | 0 | 0 | 0 | 0 | [11 empty] | 390.9186
0 | PI6503-1355.1 |  |  | 0 | 0.059055 | 0 | 25 | 0.013 | 0 | 35.0629 | 42 | 452.9268 | UNKN | Conduit | 42 | 1 |  | 0 | 107.6391 | 107.6391 | 0.0010764 | Estuary | 0 | FIXED | 6.9 | PI6503-902 | 0 | 0.12143 | SUBURBS | 0 | 0 | 0 | 1 | Cond | 20 | 32.8084 | 1 | N | 0 |  | CIRC | ROAD | 0.7874 | Full | 0 | Other |  | 0.059055 | 0 | 25 | 0.013 | 0.17 | FIXED | 7.45 | PI6503-1355 | 0 | 0 | 0 | 0 | 0 | 0 | 0 | 0 | 0 | 0 | 0 | [11 empty] | 452.9257
0 | PI6900-2575.1 |  |  | 0 | 0.059055 | 0 | 25 | 0.013 | 0 | 45.0617 | 42 | 503.5772 | UNKN | Conduit | 42 | 1 |  | 0 | 107.6391 | 107.6391 | 0.0010764 | Estuary | 0 | FIXED | 11.85 | PI6900-2072 | 0 | 0.20057 | SUBURBS | 0 | 0 | 0 | 1 | Cond | 20 | 32.8084 | 1 | N | 0 |  | CIRC | ROAD | 0.7874 | Full | 0 | Other |  | 0.059055 | 0 | 25 | 0.013 | 0.17 | FIXED | 12.86 | PI6900-2575 | 0 | 0 | 0 | 0 | 0 | 0 | 0 | 0 | 0 | 0 | 0 | [11 empty] | 503.5765
0 | PI9000-5772.1 |  |  | 0 | 0.059055 | 0 | 25 | 0.013 | 0 | 56.6545 | 42 | 91.9353 | UNKN | Conduit | 42 | 1 |  | 0 | 107.6391 | 107.6391 | 0.0010764 | Estuary | 0 | FIXED | 56.4895 | PI9000-5680 | 0 | 0.31704 | SUBURBS | 0 | 0 | 0 | 1 | Cond | 20 | 32.8084 | 1 | N | 0 |  | CIRC | ROAD | 0.7874 | Full | 0 | Other |  | 0.059055 | 0 | 25 | 0.013 | 0.17 | FIXED | 56.781 | PI9000-5772 | 0 | 0 | 0 | 0 | 0 | 0 | 0 | 0 | 0 | 0 | 0 | [11 empty] | 91.9355
0 | PI9000-5616.1 |  |  | 0 | 0.059055 | 0 | 25 | 0.013 | 0 | 56.6545 | 42 | 28.9369 | UNKN | Conduit | 42 | 1 |  | 0 | 107.6391 | 107.6391 | 0.0010764 | Estuary | 0 | FIXED | 56.1957 | PI9000-5587 | 0 | 0.31704 | SUBURBS | 0 | 0 | 0 | 1 | Cond | 20 | 32.8084 | 1 | N | 0 |  | CIRC | ROAD | 0.7874 | Full | 0 | Other |  | 0.059055 | 0 | 25 | 0.013 | 0.27 | FIXED | 56.2875 | PI9000-5616 | 0 | 0 | 0 | 0 | 0 | 0 | 0 | 0 | 0 | 0 | 0 | [11 empty] | 28.9369
0 | PI9000-5680.1 |  |  | 0 | 0.059055 | 0 | 25 | 0.013 | 0 | 56.6545 | 42 | 63.7316 | UNKN | Conduit | 42 | 1 |  | 0 | 107.6391 | 107.6391 | 0.0010764 | Estuary | 0 | FIXED | 56.2875 | PI9000-5616 | 0 | 0.31704 | SUBURBS | 0 | 0 | 0 | 1 | Cond | 20 | 32.8084 | 1 | N | 0 |  | CIRC | ROAD | 0.7874 | Full | 0 | Other |  | 0.059055 | 0 | 25 | 0.013 | 0.29 | FIXED | 56.4895 | PI9000-5680 | 0 | 0 | 0 | 0 | 0 | 0 | 0 | 0 | 0 | 0 | 0 | [11 empty] | 63.731
0 | PI9000-5139.1 |  |  | 0 | 0.059055 | 0 | 25 | 0.013 | 0 | 50.3116 | 42 | 145.8956 | UNKN | Conduit | 42 | 1 |  | 0 | 107.6391 | 107.6391 | 0.0010764 | Estuary | 0 | FIXED | 54.41 | PI9000-4993 | 0 | 0.25002 | SUBURBS | 0 | 0 | 0 | 1 | Cond | 20 | 32.8084 | 1 | N | 0 |  | CIRC | ROAD | 0.7874 | Full | 0 | Other |  | 0.059055 | 0 | 25 | 0.013 | 0.34 | FIXED | 54.7748 | PI9000-5139 | 0 | 0 | 0 | 0 | 0 | 0 | 0 | 0 | 0 | 0 | 0 | [11 empty] | 145.8947
0 | PI9000-6694.1 |  |  | 0 | 0.059055 | 0 | 25 | 0.013 | 0 | 56.6545 | 42 | 167.0027 | UNKN | Conduit | 42 | 1 |  | 0 | 107.6391 | 107.6391 | 0.0010764 | Estuary | 0 | FIXED | 59.1755 | PI9000-6527 | 0 | 0.31704 | SUBURBS | 0 | 0 | 0 | 1 | Cond | 20 | 32.8084 | 1 | N | 0 |  | CIRC | ROAD | 0.7874 | Full | 0 | Other |  | 0.059055 | 0 | 25 | 0.013 | 0.17 | FIXED | 59.705 | PI9000-6694 | 0 | 0 | 0 | 0 | 0 | 0 | 0 | 0 | 0 | 0 | 0 | [11 empty] | 166.9903
0 | PI9000-7053.1 |  |  | 0 | 0.059055 | 0 | 25 | 0.013 | 0 | 56.6545 | 42 | 255.9858 | UNKN | Conduit | 42 | 1 |  | 0 | 107.6391 | 107.6391 | 0.0010764 | Estuary | 0 | FIXED | 60.0313 | PI9000-6797 | 0 | 0.31704 | SUBURBS | 0 | 0 | 0 | 1 | Cond | 20 | 32.8084 | 1 | N | 0 |  | CIRC | ROAD | 0.7874 | Full | 0 | Other |  | 0.059055 | 0 | 25 | 0.013 | 0.28 | FIXED | 60.8429 | PI9000-7053 | 0 | 0 | 0 | 0 | 0 | 0 | 0 | 0 | 0 | 0 | 0 | [11 empty] | 255.9854
0 | PI9000-4521.1 |  |  | 0 | 0.059055 | 0 | 25 | 0.013 | 0 | 50.1295 | 42 | 193.3816 | UNKN | Conduit | 42 | 1 |  | 0 | 107.6391 | 107.6391 | 0.0010764 | Estuary | 0 | FIXED | 52.75 | PI9000-4327 | 0 | 0.24821 | SUBURBS | 0 | 0 | 0 | 1 | Cond | 20 | 32.8084 | 1 | N | 0 |  | CIRC | ROAD | 0.7874 | Full | 0 | Other |  | 0.059055 | 0 | 25 | 0.013 | 0.17 | FIXED | 53.23 | PI9000-4521 | 0 | 0 | 0 | 0 | 0 | 0 | 0 | 0 | 0 | 0 | 0 | [11 empty] | 193.3817
0 | PI9000-4993.1 |  |  | 0 | 0.059055 | 0 | 25 | 0.013 | 0 | 50.3116 | 42 | 471.9612 | UNKN | Conduit | 42 | 1 |  | 0 | 107.6391 | 107.6391 | 0.0010764 | Estuary | 0 | FIXED | 53.23 | PI9000-4521 | 0 | 0.25002 | SUBURBS | 0 | 0 | 0 | 1 | Cond | 20 | 32.8084 | 1 | N | 0 |  | CIRC | ROAD | 0.7874 | Full | 0 | Other |  | 0.059055 | 0 | 25 | 0.013 | 0.3 | FIXED | 54.41 | PI9000-4993 | 0 | 0 | 0 | 0 | 0 | 0 | 0 | 0 | 0 | 0 | 0 | [11 empty] | 471.9602
0 | PI9000-6222.1 |  |  | 0 | 0.059055 | 0 | 25 | 0.013 | 0 | 56.6545 | 42 | 265.3231 | UNKN | Conduit | 42 | 1 |  | 0 | 107.6391 | 107.6391 | 0.0010764 | Estuary | 0 | FIXED | 57.3675 | PI9000-5957 | 0 | 0.31704 | SUBURBS | 0 | 0 | 0 | 1 | Cond | 20 | 32.8084 | 1 | N | 0 |  | CIRC | ROAD | 0.7874 | Full | 0 | Other |  | 0.059055 | 0 | 25 | 0.013 | 0.75 | FIXED | 58.2086 | PI9000-6222 | 0 | 0 | 0 | 0 | 0 | 0 | 0 | 0 | 0 | 0 | 0 | [11 empty] | 265.3222
0 | PI9000-5957.1 |  |  | 0 | 0.059055 | 0 | 25 | 0.013 | 0 | 56.6545 | 42 | 184.987 | UNKN | Conduit | 42 | 1 |  | 0 | 107.6391 | 107.6391 | 0.0010764 | Estuary | 0 | FIXED | 56.781 | PI9000-5772 | 0 | 0.31704 | SUBURBS | 0 | 0 | 0 | 1 | Cond | 20 | 32.8084 | 1 | N | 0 |  | CIRC | ROAD | 0.7874 | Full | 0 | Other |  | 0.059055 | 0 | 25 | 0.013 | 0.17 | FIXED | 57.3675 | PI9000-5957 | 0 | 0 | 0 | 0 | 0 | 0 | 0 | 0 | 0 | 0 | 0 | [11 empty] | 184.9863
0 | PI6503-426.1 |  |  | 0 | 0.059055 | 0 | 25 | 0.013 | 0 | 199.3109 | 42 | 146.5432 | UNKN | Conduit | 42 | 1 |  | 0 | 107.6391 | 107.6391 | 0.0010764 | Estuary | 0 | FIXED | 6.37 | PI6503-280 | 0 | 3.9238 | SUBURBS | 0 | 0 | 0 | 1 | Cond | 20 | 32.8084 | 1 | N | 0 |  | CIRC | ROAD | 0.7874 | Full | 0 | Other |  | 0.059055 | 0 | 25 | 0.013 | 0.5 | FIXED | 12.12 | PI6503-426 | 0 | 0 | 0 | 0 | 0 | 0 | 0 | 0 | 0 | 0 | 0 | [11 empty] | 146.5428
0 | PI1500-404.1 |  |  | 0 | 0.059055 | 0 | 25 | 0.013 | 0 | 58.0084 | 48 | 245.3179 | UNKN | Conduit | 48 | 1 |  | 0 | 107.6391 | 107.6391 | 0.0010764 | Estuary | 0 | FIXED | 29.4 | PI1500-159 | 0 | 0.16305 | SUBURBS | 0 | 0 | 0 | 1 | Cond | 20 | 32.8084 | 1 | N | 0 |  | CIRC | ROAD | 0.7874 | Full | 0 | Other |  | 0.059055 | 0 | 25 | 0.013 | 0.25 | FIXED | 29.8 | PI1500-404 | 0 | 0 | 0 | 0 | 0 | 0 | 0 | 0 | 0 | 0 | 0 | [11 empty] | 245.3174
0 | PI8800-70.1 |  |  | 0 | 0.059055 | 0 | 25 | 0.013 | 0 | 72.8139 | 48 | 70.0638 | UNKN | Conduit | 48 | 1 |  | 0 | 107.6391 | 107.6391 | 0.0010764 | Estuary | 0 | FIXED | 22.34 | CC0900-11566 | 0 | 0.25691 | SUBURBS | 0 | 0 | 0 | 1 | Cond | 20 | 32.8084 | 1 | N | 0 |  | CIRC | ROAD | 0.7874 | Full | 0 | Other |  | 0.059055 | 0 | 25 | 0.013 | 0.5 | FIXED | 22.52 | PI8800-70 | 0 | 0 | 0 | 0 | 0 | 0 | 0 | 0 | 0 | 0 | 0 | [11 empty] | 70.0472
0 | PI9000-5587.1 |  |  | 0 | 0.059055 | 0 | 25 | 0.013 | 0 | 56.6545 | 42 | 448.2 | UNKN | Conduit | 42 | 1 |  | 0 | 107.6391 | 107.6391 | 0.0010764 | Estuary | 0 | FIXED | 54.7748 | PI9000-5139 | 0 | 0.31704 | SUBURBS | 0 | 0 | 0 | 1 | Cond | 20 | 32.8084 | 1 | N | 0 |  | CIRC | ROAD | 0.7874 | Full | 0 | Other |  | 0.059055 | 0 | 25 | 0.013 | 0.2 | FIXED | 56.1957 | PI9000-5587 | 0 | 0 | 0 | 0 | 0 | 0 | 0 | 0 | 0 | 0 | 0 | [11 empty] | 448.1994
0 | PI9000-6252.1 |  |  | 0 | 0.059055 | 0 | 25 | 0.013 | 0 | 56.6545 | 42 | 29.9973 | UNKN | Conduit | 42 | 1 |  | 0 | 107.6391 | 107.6391 | 0.0010764 | Estuary | 0 | FIXED | 58.2086 | PI9000-6222 | 0 | 0.31704 | SUBURBS | 0 | 0 | 0 | 1 | Cond | 20 | 32.8084 | 1 | N | 0 |  | CIRC | ROAD | 0.7874 | Full | 0 | Other |  | 0.059055 | 0 | 25 | 0.013 | 0.17 | FIXED | 58.3037 | PI9000-6252 | 0 | 0 | 0 | 0 | 0 | 0 | 0 | 0 | 0 | 0 | 0 | [11 empty] | 29.9971
0 | PI9000-6527.1 |  |  | 0 | 0.059055 | 0 | 25 | 0.013 | 0 | 56.6545 | 42 | 274.9808 | UNKN | Conduit | 42 | 1 |  | 0 | 107.6391 | 107.6391 | 0.0010764 | Estuary | 0 | FIXED | 58.3037 | PI9000-6252 | 0 | 0.31704 | SUBURBS | 0 | 0 | 0 | 1 | Cond | 20 | 32.8084 | 1 | N | 0 |  | CIRC | ROAD | 0.7874 | Full | 0 | Other |  | 0.059055 | 0 | 25 | 0.013 | 0.17 | FIXED | 59.1755 | PI9000-6527 | 0 | 0 | 0 | 0 | 0 | 0 | 0 | 0 | 0 | 0 | 0 | [11 empty] | 274.9802
0 | PI7700-1803.1 |  |  | 0 | 0.059055 | 0 | 25 | 0.013 | 0 | 71.9289 | 48 | 426.803 | UNKN | Conduit | 48 | 1 |  | 0 | 107.6391 | 107.6391 | 0.0010764 | Estuary | 0 | FIXED | 25.81 | PI7700-1376 | 0 | 0.2507 | SUBURBS | 0 | 0 | 0 | 1 | Cond | 20 | 32.8084 | 1 | N | 0 |  | CIRC | ROAD | 0.7874 | Full | 0 | Other |  | 0.059055 | 0 | 25 | 0.013 | 0.75 | FIXED | 26.88 | PI7700-1803 | 0 | 0 | 0 | 0 | 0 | 0 | 0 | 0 | 0 | 0 | 0 | [11 empty] | 426.8023
0 | PI7700-1376.1 |  |  | 0 | 0.059055 | 0 | 25 | 0.013 | 0 | 71.8365 | 48 | 943.7841 | UNKN | Conduit | 48 | 1 |  | 0 | 107.6391 | 107.6391 | 0.0010764 | Estuary | 0 | FIXED | 23.45 | PI7700-433 | 0 | 0.25006 | SUBURBS | 0 | 0 | 0 | 1 | Cond | 20 | 32.8084 | 1 | N | 0 |  | CIRC | ROAD | 0.7874 | Full | 0 | Other |  | 0.059055 | 0 | 25 | 0.013 | 0.75 | FIXED | 25.81 | PI7700-1376 | 0 | 0 | 0 | 0 | 0 | 0 | 0 | 0 | 0 | 0 | 0 | [11 empty] | 943.7815
0 | PI6503-280.1 |  |  | 0 | 0.059055 | 0 | 25 | 0.013 | 0 | 50.316 | 42 | 279.9274 | UNKN | Conduit | 42 | 1 |  | 0 | 107.6391 | 107.6391 | 0.0010764 | Estuary | 0 | FIXED | 5.67 | PI6503-43 | 0 | 0.25006 | SUBURBS | 0 | 0 | 0 | 1 | Cond | 20 | 32.8084 | 1 | N | 0 |  | CIRC | ROAD | 0.7874 | Full | 0 | Other |  | 0.059055 | 0 | 25 | 0.013 | 0.17 | FIXED | 6.37 | PI6503-280 | 0 | 0 | 0 | 0 | 0 | 0 | 0 | 0 | 0 | 0 | 0 | [11 empty] | 236.5995
0 | PI6503-902.1 |  |  | 0 | 0.059055 | 0 | 25 | 0.013 | 0 | -283.4319 | 42 | 60.4928 | UNKN | Conduit | 42 | 1 |  | 0 | 107.6391 | 107.6391 | 0.0010764 | Estuary | 0 | FIXED | 11.7 | PI6503-842 | 0 | -7.9348 | SUBURBS | 0 | 0 | 0 | 1 | Cond | 20 | 32.8084 | 1 | N | 0 |  | CIRC | ROAD | 0.7874 | Full | 0 | Other |  | 0.059055 | 0 | 25 | 0.013 | 0.17 | FIXED | 6.9 | PI6503-902 | 0 | 0 | 0 | 0 | 0 | 0 | 0 | 0 | 0 | 0 | 0 | [11 empty] | 60.4932
0 | PI6503-842.1 |  |  | 0 | 0.059055 | 0 | 25 | 0.013 | 0 | -38.8818 | 42 | 415.202 | UNKN | Conduit | 42 | 1 |  | 0 | 107.6391 | 107.6391 | 0.0010764 | Estuary | 0 | FIXED | 12.12 | PI6503-426 | 0 | -0.14932 | SUBURBS | 0 | 0 | 0 | 1 | Cond | 20 | 32.8084 | 1 | N | 0 |  | CIRC | ROAD | 0.7874 | Full | 0 | Other |  | 0.059055 | 0 | 25 | 0.013 | 0.5 | FIXED | 11.5 | PI6503-842 | 0 | 0 | 0 | 0 | 0 | 0 | 0 | 0 | 0 | 0 | 0 | [11 empty] | 415.2009
0 | PI6900-2620.1 |  |  | 0 | 0.059055 | 0 | 25 | 0.013 | 0 | 51.9984 | 42 | 44.9326 | UNKN | Conduit | 42 | 1 |  | 0 | 107.6391 | 107.6391 | 0.0010764 | Estuary | 0 | FIXED | 12.86 | PI6900-2575 | 0 | 0.26707 | SUBURBS | 0 | 0 | 0 | 1 | Cond | 20 | 32.8084 | 1 | N | 0 |  | CIRC | ROAD | 0.7874 | Full | 0 | Other |  | 0.059055 | 0 | 25 | 0.013 | 0.29 | FIXED | 12.98 | PI6900-2620 | 0 | 0 | 0 | 0 | 0 | 0 | 0 | 0 | 0 | 0 | 0 | [11 empty] | 44.9326
0 | PI7700-98.1 |  |  | 0 | 0.059055 | 0 | 25 | 0.013 | 0 | 127.9237 | 48 | 44.1384 | UNKN | Conduit | 48 | 1 |  | 0 | 107.6391 | 107.6391 | 0.0010764 | Estuary | 0 | FIXED | 21.56 | PI7700-53 | 0 | 0.79296 | SUBURBS | 0 | 0 | 0 | 1 | Cond | 20 | 32.8084 | 1 | N | 0 |  | CIRC | ROAD | 0.7874 | Full | 0 | Other |  | 0.059055 | 0 | 25 | 0.013 | 0.96 | FIXED | 21.91 | PI7700-98 | 0 | 0 | 0 | 0 | 0 | 0 | 0 | 0 | 0 | 0 | 0 | [11 empty] | 44.1373
0 | PI0300-9554.1 |  |  | 0 | 0.059055 | 0 | 25 | 0.013 | 0 | 32.3014 | 42 | 111.8789 | UNKN | Conduit | 42 | 1 |  | 0 | 107.6391 | 107.6391 | 0.0010764 | Estuary | 0 | FIXED | 20.9747 | PI0300-9442 | 0 | 0.10306 | SUBURBS | 0 | 0 | 0 | 1 | Cond | 20 | 32.8084 | 1 | N | 0 |  | CIRC | ROAD | 0.7874 | Full | 0 | Other |  | 0.059055 | 0 | 25 | 0.013 | 0.17 | FIXED | 21.09 | PI0300-9554 | 0 | 0 | 0 | 0 | 0 | 0 | 0 | 0 | 0 | 0 | 0 | [11 empty] | 111.8719
0 | PI0300-9583.1 |  |  | 0 | 0.059055 | 0 | 25 | 0.013 | 0 | 32.3014 | 42 | 29.1098 | UNKN | Conduit | 42 | 1 |  | 0 | 107.6391 | 107.6391 | 0.0010764 | Estuary | 0 | FIXED | 21.09 | PI0300-9554 | 0 | 0.10306 | SUBURBS | 0 | 0 | 0 | 1 | Cond | 20 | 32.8084 | 1 | N | 0 |  | CIRC | ROAD | 0.7874 | Full | 0 | Other |  | 0.059055 | 0 | 25 | 0.013 | 0.81 | FIXED | 21.12 | PI0300-9583 | 0 | 0 | 0 | 0 | 0 | 0 | 0 | 0 | 0 | 0 | 0 | [11 empty] | 29.1082
0 | PI5400-3493.1 |  |  | 0 | 0.059055 | 0 | 25 | 0.013 | 0 | 50.1896 | 42 | 301.435 | UNKN | Conduit | 42 | 1 |  | 0 | 107.6391 | 107.6391 | 0.0010764 | Estuary | 0 | FIXED | 103.55 | PI5400-3192 | 0 | 0.24881 | SUBURBS | 0 | 0 | 0 | 1 | Cond | 20 | 32.8084 | 1 | N | 0 |  | CIRC | ROAD | 0.7874 | Full | 0 | Other |  | 0.059055 | 0 | 25 | 0.013 | 0.25 | FIXED | 104.3 | PI5400-3493 | 0 | 0 | 0 | 0 | 0 | 0 | 0 | 0 | 0 | 0 | 0 | [11 empty] | 301.4091
0 | PI6503-1598.1 |  |  | 0 | 0.059055 | 0 | 25 | 0.013 | 0 | 71.8796 | 42 | 242.9799 | UNKN | Conduit | 42 | 1 |  | 0 | 107.6391 | 107.6391 | 0.0010764 | Estuary | 0 | FIXED | 7.45 | PI6503-1355 | 0 | 0.51033 | SUBURBS | 0 | 0 | 0 | 1 | Cond | 20 | 32.8084 | 1 | N | 0 |  | CIRC | ROAD | 0.7874 | Full | 0 | Other |  | 0.059055 | 0 | 25 | 0.013 | 0.75 | FIXED | 8.69 | PI6503-1598 | 0 | 0 | 0 | 0 | 0 | 0 | 0 | 0 | 0 | 0 | 0 | [11 empty] | 242.9787
0 | PI6900-932.1 |  |  | 0 | 0.059055 | 0 | 25 | 0.013 | 0 | 22.1411 | 42 | 826.0806 | UNKN | Conduit | 42 | 1 |  | 0 | 107.6391 | 107.6391 | 0.0010764 | Estuary | 0 | FIXED | 10.19 | PI6900-343 | 0 | 0.048421 | SUBURBS | 0 | 0 | 0 | 1 | Cond | 20 | 32.8084 | 1 | N | 0 |  | CIRC | ROAD | 0.7874 | Full | 0 | Other |  | 0.059055 | 0 | 25 | 0.013 | 0.17 | FIXED | 10.59 | PI6900-932 | 0 | 0 | 0 | 0 | 0 | 0 | 0 | 0 | 0 | 0 | 0 | [11 empty] | 589.0805
0 | PI6900-1162.1 |  |  | 0 | 0.059055 | 0 | 25 | 0.013 | 0 | 50.518 | 42 | 230.0886 | UNKN | Conduit | 42 | 1 |  | 0 | 107.6391 | 107.6391 | 0.0010764 | Estuary | 0 | FIXED | 10.59 | PI6900-932 | 0 | 0.25208 | SUBURBS | 0 | 0 | 0 | 1 | Cond | 20 | 32.8084 | 1 | N | 0 |  | CIRC | ROAD | 0.7874 | Full | 0 | Other |  | 0.059055 | 0 | 25 | 0.013 | 0.17 | FIXED | 11.17 | PI6900-1162 | 0 | 0 | 0 | 0 | 0 | 0 | 0 | 0 | 0 | 0 | 0 | [11 empty] | 230.088
0 | PI0300-8763.1 |  |  | 0 | 0.059055 | 0 | 25 | 0.013 | 0 | 50.687 | 42 | 496.7207 | UNKN | Conduit | 42 | 1 |  | 0 | 107.6391 | 107.6391 | 0.0010764 | Estuary | 0 | FIXED | 18.5182 | PI0300-8266 | 0 | 0.25377 | SUBURBS | 0 | 0 | 0 | 1 | Cond | 20 | 32.8084 | 1 | N | 0 |  | CIRC | ROAD | 0.7874 | Full | 0 | Other |  | 0.059055 | 0 | 25 | 0.013 | 0.18 | FIXED | 19.7787 | PI0300-8763 | 0 | 0 | 0 | 0 | 0 | 0 | 0 | 0 | 0 | 0 | 0 | [11 empty] | 496.7108
0 | PI0300-9197.1 |  |  | 0 | 0.059055 | 0 | 25 | 0.013 | 0 | 50.687 | 42 | 433.9786 | UNKN | Conduit | 42 | 1 |  | 0 | 107.6391 | 107.6391 | 0.0010764 | Estuary | 0 | FIXED | 19.7787 | PI0300-8763 | 0 | 0.25377 | SUBURBS | 0 | 0 | 0 | 1 | Cond | 20 | 32.8084 | 1 | N | 0 |  | CIRC | ROAD | 0.7874 | Full | 0 | Other |  | 0.059055 | 0 | 25 | 0.013 | 0.51 | FIXED | 20.88 | PI0300-9197 | 0 | 0 | 0 | 0 | 0 | 0 | 0 | 0 | 0 | 0 | 0 | [11 empty] | 433.9778
0 | PI0300-9285.1 |  |  | 0 | 0.059055 | 0 | 25 | 0.013 | 0 | 21.4527 | 42 | 87.9945 | UNKN | Conduit | 42 | 1 |  | 0 | 107.6391 | 107.6391 | 0.0010764 | Estuary | 0 | FIXED | 20.88 | PI0300-9197 | 0 | 0.045457 | SUBURBS | 0 | 0 | 0 | 1 | Cond | 20 | 32.8084 | 1 | N | 0 |  | CIRC | ROAD | 0.7874 | Full | 0 | Other |  | 0.059055 | 0 | 25 | 0.013 | 0.17 | FIXED | 20.92 | PI0300-9285 | 0 | 0 | 0 | 0 | 0 | 0 | 0 | 0 | 0 | 0 | 0 | [11 empty] | 87.9935
0 | PI0700-1822.1 |  |  | 0 | 0.059055 | 0 | 25 | 0.013 | 0 | 22.4737 | 42 | 521.1754 | UNKN | Conduit | 42 | 1 |  | 0 | 107.6391 | 107.6391 | 0.0010764 | Estuary | 0 | FIXED | 43.79 | PI0700-1301 | 0 | 0.049887 | SUBURBS | 0 | 0 | 0 | 1 | Cond | 20 | 32.8084 | 1 | N | 0 |  | CIRC | ROAD | 0.7874 | Full | 0 | Other |  | 0.059055 | 0 | 25 | 0.013 | 0.17 | FIXED | 44.05 | PI0700-1822 | 0 | 0 | 0 | 0 | 0 | 0 | 0 | 0 | 0 | 0 | 0 | [11 empty] | 521.1386
0 | PI0700-2012.1 |  |  | 0 | 0.059055 | 0 | 25 | 0.013 | 0 | 21.8656 | 42 | 190.5809 | UNKN | Conduit | 42 | 1 |  | 0 | 107.6391 | 107.6391 | 0.0010764 | Estuary | 0 | FIXED | 44.05 | PI0700-1822 | 0 | 0.047224 | SUBURBS | 0 | 0 | 0 | 1 | Cond | 20 | 32.8084 | 1 | N | 0 |  | CIRC | ROAD | 0.7874 | Full | 0 | Other |  | 0.059055 | 0 | 25 | 0.013 | 0.23 | FIXED | 44.14 | PI0700-2012 | 0 | 0 | 0 | 0 | 0 | 0 | 0 | 0 | 0 | 0 | 0 | [11 empty] | 190.5514
0 | PI0700-1301.1 |  |  | 0 | 0.059055 | 0 | 25 | 0.013 | 0 | 50.7862 | 42 | 380.7499 | UNKN | Conduit | 42 | 1 |  | 0 | 107.6391 | 107.6391 | 0.0010764 | Estuary | 0 | FIXED | 42.82 | PI0700-920 | 0 | 0.25476 | SUBURBS | 0 | 0 | 0 | 1 | Cond | 20 | 32.8084 | 1 | N | 0 |  | CIRC | ROAD | 0.7874 | Full | 0 | Other |  | 0.059055 | 0 | 25 | 0.013 | 0.17 | FIXED | 43.79 | PI0700-1301 | 0 | 0 | 0 | 0 | 0 | 0 | 0 | 0 | 0 | 0 | 0 | [11 empty] | 380.7495
0 | PI0700-2048.1 |  |  | 0 | 0.059055 | 0 | 25 | 0.013 | 0 | 23.8933 | 42 | 35.468 | UNKN | Conduit | 42 | 1 |  | 0 | 107.6391 | 107.6391 | 0.0010764 | Estuary | 0 | FIXED | 44.14 | PI0700-2012 | 0 | 0.056389 | SUBURBS | 0 | 0 | 0 | 1 | Cond | 20 | 32.8084 | 1 | N | 0 |  | CIRC | ROAD | 0.7874 | Full | 0 | Other |  | 0.059055 | 0 | 25 | 0.013 | 0.32 | FIXED | 44.16 | PI0700-2048 | 0 | 0 | 0 | 0 | 0 | 0 | 0 | 0 | 0 | 0 | 0 | [11 empty] | 35.468
0 | PI5800-1547.1 |  |  | 0 | 0.059055 | 0 | 25 | 0.013 | 0 | 62.1336 | 42 | 961.6484 | UNKN | Conduit | 42 | 1 |  | 0 | 107.6391 | 107.6391 | 0.0010764 | Estuary | 0 | FIXED | 40.9433 | PI5800-585 | 0 | 0.095331 | SUBURBS | 0 | 0 | 0 | 1 | Cond | 20 | 32.8084 | 2 | N | 0 |  | CIRC | ROAD | 0.7874 | Full | 0 | Other |  | 0.059055 | 0 | 25 | 0.013 | 0.26 | FIXED | 41.86 | PI5800-1547 | 0 | 0 | 0 | 0 | 0 | 0 | 0 | 0 | 0 | 0 | 0 | [11 empty] | 961.5089
0 | PI0700-920.1 |  |  | 0 | 0.059055 | 0 | 25 | 0.013 | 0 | 106.403 | 42 | 46.5003 | UNKN | Conduit | 42 | 1 |  | 0 | 107.6391 | 107.6391 | 0.0010764 | Estuary | 0 | FIXED | 42.3 | PI0700-873 | 0 | 1.1183 | SUBURBS | 0 | 0 | 0 | 1 | Cond | 20 | 32.8084 | 1 | N | 0 |  | CIRC | ROAD | 0.7874 | Full | 0 | Other |  | 0.059055 | 0 | 25 | 0.013 | 0.17 | FIXED | 42.82 | PI0700-920 | 0 | 0 | 0 | 0 | 0 | 0 | 0 | 0 | 0 | 0 | 0 | [11 empty] | 46.5
0 | PI9000-6797.1 |  |  | 0 | 0.059055 | 0 | 25 | 0.013 | 0 | 56.6545 | 42 | 102.9393 | UNKN | Conduit | 42 | 1 |  | 0 | 107.6391 | 107.6391 | 0.0010764 | Estuary | 0 | FIXED | 59.705 | PI9000-6694 | 0 | 0.31704 | SUBURBS | 0 | 0 | 0 | 1 | Cond | 20 | 32.8084 | 1 | N | 0 |  | CIRC | ROAD | 0.7874 | Full | 0 | Other |  | 0.059055 | 0 | 25 | 0.013 | 0.19 | FIXED | 60.0313 | PI9000-6797 | 0 | 0 | 0 | 0 | 0 | 0 | 0 | 0 | 0 | 0 | 0 | [11 empty] | 102.9234
0 | PI9000-4327.1 |  |  | 0 | 0.059055 | 0 | 25 | 0.013 | 0 | 80.2722 | 42 | 210.5398 | UNKN | Conduit | 42 | 1 |  | 0 | 107.6391 | 107.6391 | 0.0010764 | Estuary | 0 | FIXED | 51.41 | PI9000-4117 | 0 | 0.63646 | SUBURBS | 0 | 0 | 0 | 1 | Cond | 20 | 32.8084 | 1 | N | 0 |  | CIRC | ROAD | 0.7874 | Full | 0 | Other |  | 0.059055 | 0 | 25 | 0.013 | 0.58 | FIXED | 52.75 | PI9000-4327 | 0 | 0 | 0 | 0 | 0 | 0 | 0 | 0 | 0 | 0 | 0 | [11 empty] | 210.5388
0 | PI9000-4117.1 |  |  | 0 | 0.059055 | 0 | 25 | 0.013 | 0 | 88.6476 | 42 | 284.7201 | UNKN | Conduit | 42 | 1 |  | 0 | 107.6391 | 107.6391 | 0.0010764 | Estuary | 0 | FIXED | 49.2 | PI9000-3832 | 0 | 0.7762 | SUBURBS | 0 | 0 | 0 | 1 | Cond | 20 | 32.8084 | 1 | N | 0 |  | CIRC | ROAD | 0.7874 | Full | 0 | Other |  | 0.059055 | 0 | 25 | 0.013 | 0.17 | FIXED | 51.41 | PI9000-4117 | 0 | 0 | 0 | 0 | 0 | 0 | 0 | 0 | 0 | 0 | 0 | [11 empty] | 284.7195
0 | PI5800-79.1 |  |  | 0 | 0.059055 | 0 | 25 | 0.013 | 0 | 225.8076 | 42 | 79.4224 | UNKN | Conduit | 42 | 1 |  | 0 | 107.6391 | 107.6391 | 0.0010764 | Estuary | 0 | FIXED | 32 | PI5600-22 | 0 | 1.2591 | SUBURBS | 0 | 0 | 0 | 1 | Cond | 20 | 32.8084 | 2 | N | 0 |  | CIRC | ROAD | 0.7874 | Full | 0 | Other |  | 0.059055 | 0 | 25 | 0.013 | 0.17 | FIXED | 33 | PI5800-79 | 0 | 0 | 0 | 0 | 0 | 0 | 0 | 0 | 0 | 0 | 0 | [11 empty] | 79.4196
0 | PI5600-22.1 |  |  | 0 | 0.059055 | 0 | 25 | 0.013 | 0 | 237.4872 | 42 | 21.5407 | UNKN | Conduit | 42 | 1 |  | 0 | 107.6391 | 107.6391 | 0.0010764 | Estuary | 1 | FIXED | 39.5 | CC0301-2533 | 0 | 1.3927 | SUBURBS | 0 | 0 | 0 | 1 | Cond | 20 | 32.8084 | 2 | N | 0 |  | CIRC | ROAD | 0.7874 | Full | 0 | Other |  | 0.059055 | 0 | 25 | 0.013 | 0.75 | FIXED | 39.8 | PI5600-22 | 0 | 0 | 0 | 0 | 0 | 0 | 0 | 0 | 0 | 0 | 0 | [11 empty] | 21.5404
0 | PI5800-331.1 |  |  | 0 | 0.059055 | 0 | 25 | 0.013 | 0 | 219.8304 | 42 | 251.4003 | UNKN | Conduit | 42 | 1 |  | 0 | 107.6391 | 107.6391 | 0.0010764 | Estuary | 0 | FIXED | 33 | PI5800-79 | 0 | 1.1933 | SUBURBS | 0 | 0 | 0 | 1 | Cond | 20 | 32.8084 | 2 | N | 0 |  | CIRC | ROAD | 0.7874 | Full | 0 | Other |  | 0.059055 | 0 | 25 | 0.013 | 0.17 | FIXED | 36 | PI5800-331 | 0 | 0 | 0 | 0 | 0 | 0 | 0 | 0 | 0 | 0 | 0 | [11 empty] | 251.3804
0 | PI5800-585.1 |  |  | 0 | 0.059055 | 0 | 25 | 0.013 | 0 | 87.7014 | 42 | 254.8365 | UNKN | Conduit | 42 | 1 |  | 0 | 107.6391 | 107.6391 | 0.0010764 | Estuary | 0 | FIXED | 40.4592 | PI5800-331 | 0 | 0.18993 | SUBURBS | 0 | 0 | 0 | 1 | Cond | 20 | 32.8084 | 2 | N | 0 |  | CIRC | ROAD | 0.7874 | Full | 0 | Other |  | 0.059055 | 0 | 25 | 0.013 | 0.46 | FIXED | 40.9433 | PI5800-585 | 0 | 0 | 0 | 0 | 0 | 0 | 0 | 0 | 0 | 0 | 0 | [11 empty] | 254.2052
0 | PI4200-2310.1 |  |  | 0 | 0.059055 | 0 | 25 | 0.013 | 0 | 72.297 | 48 | 146.087 | UNKN | Conduit | 48 | 1 |  | 0 | 107.6391 | 107.6391 | 0.0010764 | Estuary | 0 | FIXED | 73.99 | PI4200-2164 | 0 | 0.25327 | SUBURBS | 0 | 0 | 0 | 1 | Cond | 20 | 32.8084 | 1 | N | 0 |  | CIRC | ROAD | 0.7874 | Full | 0 | Other |  | 0.059055 | 0 | 25 | 0.013 | 0.17 | FIXED | 74.36 | PI4200-2310 | 0 | 0 | 0 | 0 | 0 | 0 | 0 | 0 | 0 | 0 | 0 | [11 empty] | 146.0866
0 | PI4200-2500.1 |  |  | 0 | 0.059055 | 0 | 25 | 0.013 | 0 | 72.297 | 48 | 189.3036 | UNKN | Conduit | 48 | 1 |  | 0 | 107.6391 | 107.6391 | 0.0010764 | Estuary | 0 | FIXED | 74.36 | PI4200-2310 | 0 | 0.25327 | SUBURBS | 0 | 0 | 0 | 1 | Cond | 20 | 32.8084 | 1 | N | 0 |  | CIRC | ROAD | 0.7874 | Full | 0 | Other |  | 0.059055 | 0 | 25 | 0.013 | 0.25 | FIXED | 74.8395 | PI4200-2500 | 0 | 0 | 0 | 0 | 0 | 0 | 0 | 0 | 0 | 0 | 0 | [11 empty] | 189.3031
0 | PI4203-832.1 |  |  | 0 | 0.059055 | 0 | 25 | 0.013 | 0 | 31.4712 | 48 | 250.038 | UNKN | Conduit | 48 | 1 |  | 0 | 107.6391 | 107.6391 | 0.0010764 | Estuary | 0 | FIXED | 75.15 | PI4203-582 | 0 | 0.047993 | SUBURBS | 0 | 0 | 0 | 1 | Cond | 20 | 32.8084 | 1 | N | 0 |  | CIRC | ROAD | 0.7874 | Full | 0 | Other |  | 0.059055 | 0 | 25 | 0.013 | 0.88 | FIXED | 75.27 | PI4203-832 | 0 | 0 | 0 | 0 | 0 | 0 | 0 | 0 | 0 | 0 | 0 | [11 empty] | 250.0028
0 | PI4203-582.1 |  |  | 0 | 0.059055 | 0 | 25 | 0.013 | 0 | 32.1994 | 48 | 318.4755 | UNKN | Conduit | 48 | 1 |  | 0 | 107.6391 | 107.6391 | 0.0010764 | Estuary | 0 | FIXED | 74.99 | PI4203-263 | 0 | 0.050239 | SUBURBS | 0 | 0 | 0 | 1 | Cond | 20 | 32.8084 | 1 | N | 0 |  | CIRC | ROAD | 0.7874 | Full | 0 | Other |  | 0.059055 | 0 | 25 | 0.013 | 0.17 | FIXED | 75.15 | PI4203-582 | 0 | 0 | 0 | 0 | 0 | 0 | 0 | 0 | 0 | 0 | 0 | [11 empty] | 318.4749
0 | PI4203-263.1 |  |  | 0 | 0.059055 | 0 | 25 | 0.013 | 0 | 33.1336 | 48 | 263.1721 | UNKN | Conduit | 48 | 1 |  | 0 | 107.6391 | 107.6391 | 0.0010764 | Estuary | 0 | FIXED | 74.85 | PI4200-2786 | 0 | 0.053197 | SUBURBS | 0 | 0 | 0 | 1 | Cond | 20 | 32.8084 | 1 | N | 0 |  | CIRC | ROAD | 0.7874 | Full | 0 | Other |  | 0.059055 | 0 | 25 | 0.013 | 0.17 | FIXED | 74.99 | PI4203-263 | 0 | 0 | 0 | 0 | 0 | 0 | 0 | 0 | 0 | 0 | 0 | [11 empty] | 263.1717
0 | PI4200-2786.1 |  |  | 0 | 0.059055 | 0 | 25 | 0.013 | 0 | 72.297 | 48 | 286.9195 | UNKN | Conduit | 48 | 1 |  | 0 | 107.6391 | 107.6391 | 0.0010764 | Estuary | 0 | FIXED | 74.1233 | PI4200-2500 | 0 | 0.25327 | SUBURBS | 0 | 0 | 0 | 1 | Cond | 20 | 32.8084 | 1 | N | 0 |  | CIRC | ROAD | 0.7874 | Full | 0 | Other |  | 0.059055 | 0 | 25 | 0.013 | 0.17 | FIXED | 74.85 | PI4200-2786 | 0 | 0 | 0 | 0 | 0 | 0 | 0 | 0 | 0 | 0 | 0 | [11 empty] | 286.9187
0 | PI1300-432.1 |  |  | 0 | 0.059055 | 0 | 25 | 0.013 | 0 | 134.3678 | 48 | 430.9244 | UNKN | Conduit | 48 | 1 |  | 0 | 107.6391 | 107.6391 | 0.0010764 | Estuary | 0 | FIXED | 15.7 | PI0800-7048 | 0 | 0.87486 | SUBURBS | 0 | 0 | 0 | 1 | Cond | 20 | 32.8084 | 1 | N | 0 |  | CIRC | ROAD | 0.7874 | Full | 0 | Other |  | 0.059055 | 0 | 25 | 0.013 | 0.17 | FIXED | 19.47 | PI1300-432 | 0 | 0 | 0 | 0 | 0 | 0 | 0 | 0 | 0 | 0 | 0 | [11 empty] | 430.923
0 | PI1300-704.1 |  |  | 0 | 0.059055 | 0 | 25 | 0.013 | 0 | 71.8767 | 48 | 271.6336 | UNKN | Conduit | 48 | 1 |  | 0 | 107.6391 | 107.6391 | 0.0010764 | Estuary | 0 | FIXED | 19.47 | PI1300-432 | 0 | 0.25034 | SUBURBS | 0 | 0 | 0 | 1 | Cond | 20 | 32.8084 | 1 | N | 0 |  | CIRC | ROAD | 0.7874 | Full | 0 | Other |  | 0.059055 | 0 | 25 | 0.013 | 0.17 | FIXED | 20.15 | PI1300-704 | 0 | 0 | 0 | 0 | 0 | 0 | 0 | 0 | 0 | 0 | 0 | [11 empty] | 271.6332
0 | PI1300-1193.1 |  |  | 0 | 0.059055 | 0 | 25 | 0.013 | 0 | 49.3617 | 48 | 489.7891 | UNKN | Conduit | 48 | 1 |  | 0 | 107.6391 | 107.6391 | 0.0010764 | Estuary | 0 | FIXED | 20.15 | PI1300-704 | 0 | 0.11807 | SUBURBS | 0 | 0 | 0 | 1 | Cond | 20 | 32.8084 | 1 | N | 0 |  | CIRC | ROAD | 0.7874 | Full | 0 | Other |  | 0.059055 | 0 | 25 | 0.013 | 0.18 | FIXED | 20.7283 | PI1300-1193 | 0 | 0 | 0 | 0 | 0 | 0 | 0 | 0 | 0 | 0 | 0 | [11 empty] | 489.7879
0 | PI5800-4213.1 |  |  | 0 | 0.059055 | 0 | 25 | 0.013 | 0 | 97.1401 | 48 | 251.5076 | UNKN | Conduit | 48 | 1 |  | 0 | 107.6391 | 107.6391 | 0.0010764 | Estuary | 0 | FIXED | 49.07 | PI5800-3962 | 0 | 0.45724 | SUBURBS | 0 | 0 | 0 | 1 | Cond | 20 | 32.8084 | 1 | N | 0 |  | CIRC | ROAD | 0.7874 | Full | 0 | Other |  | 0.059055 | 0 | 25 | 0.013 | 0.25 | FIXED | 50.22 | PI5800-4213 | 0 | 0 | 0 | 0 | 0 | 0 | 0 | 0 | 0 | 0 | 0 | [11 empty] | 251.5065
0 | PI4200-425.1 |  |  | 0 | 0.059055 | 0 | 25 | 0.013 | 0 | 54.903 | 48 | 273.8536 | UNKN | Conduit | 48 | 1 |  | 0 | 107.6391 | 107.6391 | 0.0010764 | Estuary | 0 | FIXED | 71.69 | PI4200-151 | 0 | 0.14606 | SUBURBS | 0 | 0 | 0 | 1 | Cond | 20 | 32.8084 | 1 | N | 0 |  | CIRC | ROAD | 0.7874 | Full | 0 | Other |  | 0.059055 | 0 | 25 | 0.013 | 0.17 | FIXED | 72.09 | PI4200-425 | 0 | 0 | 0 | 0 | 0 | 0 | 0 | 0 | 0 | 0 | 0 | [11 empty] | 273.7983
0 | PI4200-151.1 |  |  | 0 | 0.059055 | 0 | 25 | 0.013 | 0 | 81.8591 | 48 | 150.9081 | UNKN | Conduit | 48 | 1 |  | 0 | 107.6391 | 107.6391 | 0.0010764 | Estuary | 1 | FIXED | 71.2 | CC0300-11279 | 0 | 0.3247 | SUBURBS | 0 | 0 | 0 | 1 | Cond | 20 | 32.8084 | 1 | N | 0 |  | CIRC | ROAD | 0.7874 | Full | 0 | Other |  | 0.059055 | 0 | 25 | 0.013 | 0.27 | FIXED | 71.69 | PI4200-151 | 0 | 0 | 0 | 0 | 0 | 0 | 0 | 0 | 0 | 0 | 0 | [11 empty] | 150.9081
0 | PI0800-12284.1 |  |  | 0 | 0.059055 | 0 | 25 | 0.013 | 0 | 119.5275 | 48 | 363.3839 | UNKN | Conduit | 48 | 1 |  | 0 | 107.6391 | 107.6391 | 0.0010764 | Estuary | 0 | FIXED | 18.5743 | PI0800-11920 | 0 | 0.69229 | SUBURBS | 0 | 0 | 0 | 1 | Cond | 20 | 32.8084 | 1 | N | 0 |  | CIRC | ROAD | 0.7874 | Full | 0 | Other |  | 0.059055 | 0 | 25 | 0.013 | 0.83 | FIXED | 21.09 | PI0800-12284 | 0 | 0 | 0 | 0 | 0 | 0 | 0 | 0 | 0 | 0 | 0 | [11 empty] | 363.3831
0 | PI7700-4239.1 |  |  | 0 | 0.059055 | 0 | 25 | 0.013 | 0 | 84.8604 | 48 | 73.3048 | UNKN | Conduit | 48 | 1 |  | 0 | 107.6391 | 107.6391 | 0.0010764 | Estuary | 0 | FIXED | 35.1241 | PI7700-4166 | 0 | 0.34895 | SUBURBS | 0 | 0 | 0 | 1 | Cond | 20 | 32.8084 | 1 | N | 0 |  | CIRC | ROAD | 0.7874 | Full | 0 | Other |  | 0.059055 | 0 | 25 | 0.013 | 0.19 | FIXED | 35.3799 | PI7700-4239 | 0 | 0 | 0 | 0 | 0 | 0 | 0 | 0 | 0 | 0 | 0 | [11 empty] | 73.2682
0 | PI7700-3575.1 |  |  | 0 | 0.059055 | 0 | 25 | 0.013 | 0 | 84.8604 | 48 | 94.687 | UNKN | Conduit | 48 | 1 |  | 0 | 107.6391 | 107.6391 | 0.0010764 | Estuary | 0 | FIXED | 32.7326 | PI7700-3480 | 0 | 0.34895 | SUBURBS | 0 | 0 | 0 | 1 | Cond | 20 | 32.8084 | 1 | N | 0 |  | CIRC | ROAD | 0.7874 | Full | 0 | Other |  | 0.059055 | 0 | 25 | 0.013 | 0.58 | FIXED | 33.063 | PI7700-3575 | 0 | 0 | 0 | 0 | 0 | 0 | 0 | 0 | 0 | 0 | 0 | [11 empty] | 94.6867
0 | PI7700-4822.1 |  |  | 0 | 0.059055 | 0 | 25 | 0.013 | 0 | 84.8604 | 48 | 302.5848 | UNKN | Conduit | 48 | 1 |  | 0 | 107.6391 | 107.6391 | 0.0010764 | Estuary | 0 | FIXED | 36.3568 | PI7700-4519 | 0 | 0.34895 | SUBURBS | 0 | 0 | 0 | 1 | Cond | 20 | 32.8084 | 1 | N | 0 |  | CIRC | ROAD | 0.7874 | Full | 0 | Other |  | 0.059055 | 0 | 25 | 0.013 | 0.5 | FIXED | 37.4127 | PI7700-4822 | 0 | 0 | 0 | 0 | 0 | 0 | 0 | 0 | 0 | 0 | 0 | [11 empty] | 302.5846
0 | PI7700-5454.1 |  |  | 0 | 0.059055 | 0 | 25 | 0.013 | 0 | 71.732 | 48 | 632.6333 | UNKN | Conduit | 48 | 1 |  | 0 | 107.6391 | 107.6391 | 0.0010764 | Estuary | 0 | FIXED | 37.4127 | PI7700-4822 | 0 | 0.24933 | SUBURBS | 0 | 0 | 0 | 1 | Cond | 20 | 32.8084 | 1 | N | 0 |  | CIRC | ROAD | 0.7874 | Full | 0 | Other |  | 0.059055 | 0 | 25 | 0.013 | 0.17 | FIXED | 38.99 | PI7700-5454 | 0 | 0 | 0 | 0 | 0 | 0 | 0 | 0 | 0 | 0 | 0 | [11 empty] | 632.6321
0 | PI9500-3566.1 |  |  | 0 | 0.059055 | 0 | 25 | 0.013 | 0 | 102.8733 | 48 | 641.5655 | UNKN | Conduit | 48 | 1 |  | 0 | 107.6391 | 107.6391 | 0.0010764 | Estuary | 0 | FIXED | 88.02 | PI9500-2924 | 0 | 0.51281 | SUBURBS | 0 | 0 | 0 | 1 | Cond | 20 | 32.8084 | 1 | N | 0 |  | CIRC | ROAD | 0.7874 | Full | 0 | Other |  | 0.059055 | 0 | 25 | 0.013 | 0.17 | FIXED | 91.31 | PI9500-3566 | 0 | 0 | 0 | 0 | 0 | 0 | 0 | 0 | 0 | 0 | 0 | [11 empty] | 641.5645
0 | PI9500-3625.1 |  |  | 0 | 0.059055 | 0 | 25 | 0.013 | 0 | 72.4195 | 48 | 59.0242 | UNKN | Conduit | 48 | 1 |  | 0 | 107.6391 | 107.6391 | 0.0010764 | Estuary | 0 | FIXED | 91.31 | PI9500-3566 | 0 | 0.25413 | SUBURBS | 0 | 0 | 0 | 1 | Cond | 20 | 32.8084 | 1 | N | 0 |  | CIRC | ROAD | 0.7874 | Full | 0 | Other |  | 0.059055 | 0 | 25 | 0.013 | 0.5 | FIXED | 91.46 | PI9500-3625 | 0 | 0 | 0 | 0 | 0 | 0 | 0 | 0 | 0 | 0 | 0 | [11 empty] | 59.0237
0 | PI9600-1761.1 |  |  | 0 | 0.059055 | 0 | 25 | 0.013 | 0 | 71.8884 | 48 | 762.7225 | UNKN | Conduit | 48 | 1 |  | 0 | 107.6391 | 107.6391 | 0.0010764 | Estuary | 0 | FIXED | 82.16 | PI9600-998 | 0 | 0.25042 | SUBURBS | 0 | 0 | 0 | 1 | Cond | 20 | 32.8084 | 1 | N | 0 |  | CIRC | ROAD | 0.7874 | Full | 0 | Other |  | 0.059055 | 0 | 25 | 0.013 | 0.81 | FIXED | 84.07 | PI9600-1761 | 0 | 0 | 0 | 0 | 0 | 0 | 0 | 0 | 0 | 0 | 0 | [11 empty] | 762.6806
0 | PI4200-740.1 |  |  | 0 | 0.059055 | 0 | 25 | 0.013 | 0 | 56.0336 | 48 | 315.4963 | UNKN | Conduit | 48 | 1 |  | 0 | 107.6391 | 107.6391 | 0.0010764 | Estuary | 0 | FIXED | 72.09 | PI4200-425 | 0 | 0.15214 | SUBURBS | 0 | 0 | 0 | 1 | Cond | 20 | 32.8084 | 1 | N | 0 |  | CIRC | ROAD | 0.7874 | Full | 0 | Other |  | 0.059055 | 0 | 25 | 0.013 | 0.2 | FIXED | 72.57 | PI4200-740 | 0 | 0 | 0 | 0 | 0 | 0 | 0 | 0 | 0 | 0 | 0 | [11 empty] | 315.4273
0 | PI0800-11010.1 |  |  | 0 | 0.059055 | 0 | 25 | 0.013 | 0 | -52.1932 | 48 | 31.8085 | UNKN | Conduit | 48 | 1 |  | 0 | 107.6391 | 107.6391 | 0.0010764 | Estuary | 0 | FIXED | 19.8175 | PI0800-10978 | 0 | -0.132 | SUBURBS | 0 | 0 | 0 | 1 | Cond | 20 | 32.8084 | 1 | N | 0 |  | CIRC | ROAD | 0.7874 | Full | 0 | Other |  | 0.059055 | 0 | 25 | 0.013 | 0.4 | FIXED | 19.7756 | PI0800-11010 | 0 | 0 | 0 | 0 | 0 | 0 | 0 | 0 | 0 | 0 | 0 | [11 empty] | 31.8089
0 | PI7700-3842.1 |  |  | 0 | 0.059055 | 0 | 25 | 0.013 | 0 | 84.8604 | 48 | 267.0792 | UNKN | Conduit | 48 | 1 |  | 0 | 107.6391 | 107.6391 | 0.0010764 | Estuary | 0 | FIXED | 33.063 | PI7700-3575 | 0 | 0.34895 | SUBURBS | 0 | 0 | 0 | 1 | Cond | 20 | 32.8084 | 1 | N | 0 |  | CIRC | ROAD | 0.7874 | Full | 0 | Other |  | 0.059055 | 0 | 25 | 0.013 | 0.17 | FIXED | 33.995 | PI7700-3842 | 0 | 0 | 0 | 0 | 0 | 0 | 0 | 0 | 0 | 0 | 0 | [11 empty] | 267.079
0 | PI7700-3480.1 |  |  | 0 | 0.059055 | 0 | 25 | 0.013 | 0 | 84.8604 | 48 | 328.1661 | UNKN | Conduit | 48 | 1 |  | 0 | 107.6391 | 107.6391 | 0.0010764 | Estuary | 0 | FIXED | 31.5875 | PI7700-3152 | 0 | 0.34895 | SUBURBS | 0 | 0 | 0 | 1 | Cond | 20 | 32.8084 | 1 | N | 0 |  | CIRC | ROAD | 0.7874 | Full | 0 | Other |  | 0.059055 | 0 | 25 | 0.013 | 0.76 | FIXED | 32.7326 | PI7700-3480 | 0 | 0 | 0 | 0 | 0 | 0 | 0 | 0 | 0 | 0 | 0 | [11 empty] | 328.1653
0 | PI7700-2708.1 |  |  | 0 | 0.059055 | 0 | 25 | 0.013 | 0 | 84.8604 | 48 | 447.7515 | UNKN | Conduit | 48 | 1 |  | 0 | 107.6391 | 107.6391 | 0.0010764 | Estuary | 0 | FIXED | 28.4764 | PI7700-2261 | 0 | 0.34895 | SUBURBS | 0 | 0 | 0 | 1 | Cond | 20 | 32.8084 | 1 | N | 0 |  | CIRC | ROAD | 0.7874 | Full | 0 | Other |  | 0.059055 | 0 | 25 | 0.013 | 0.17 | FIXED | 30.0388 | PI7700-2708 | 0 | 0 | 0 | 0 | 0 | 0 | 0 | 0 | 0 | 0 | 0 | [11 empty] | 447.75
0 | PI7700-3152.1 |  |  | 0 | 0.059055 | 0 | 25 | 0.013 | 0 | 84.8604 | 48 | 443.8066 | UNKN | Conduit | 48 | 1 |  | 0 | 107.6391 | 107.6391 | 0.0010764 | Estuary | 0 | FIXED | 30.0388 | PI7700-2708 | 0 | 0.34895 | SUBURBS | 0 | 0 | 0 | 1 | Cond | 20 | 32.8084 | 1 | N | 0 |  | CIRC | ROAD | 0.7874 | Full | 0 | Other |  | 0.059055 | 0 | 25 | 0.013 | 0.17 | FIXED | 31.5875 | PI7700-3152 | 0 | 0 | 0 | 0 | 0 | 0 | 0 | 0 | 0 | 0 | 0 | [11 empty] | 443.8059
0 | PI7700-2261.1 |  |  | 0 | 0.059055 | 0 | 25 | 0.013 | 0 | 84.8604 | 48 | 457.4988 | UNKN | Conduit | 48 | 1 |  | 0 | 107.6391 | 107.6391 | 0.0010764 | Estuary | 0 | FIXED | 26.88 | PI7700-1803 | 0 | 0.34895 | SUBURBS | 0 | 0 | 0 | 1 | Cond | 20 | 32.8084 | 1 | N | 0 |  | CIRC | ROAD | 0.7874 | Full | 0 | Other |  | 0.059055 | 0 | 25 | 0.013 | 0.17 | FIXED | 28.4764 | PI7700-2261 | 0 | 0 | 0 | 0 | 0 | 0 | 0 | 0 | 0 | 0 | 0 | [11 empty] | 457.4982
0 | PI7700-433.1 |  |  | 0 | 0.059055 | 0 | 25 | 0.013 | 0 | 97.404 | 48 | 334.979 | UNKN | Conduit | 48 | 1 |  | 0 | 107.6391 | 107.6391 | 0.0010764 | Estuary | 0 | FIXED | 21.91 | PI7700-98 | 0 | 0.45973 | SUBURBS | 0 | 0 | 0 | 1 | Cond | 20 | 32.8084 | 1 | N | 0 |  | CIRC | ROAD | 0.7874 | Full | 0 | Other |  | 0.059055 | 0 | 25 | 0.013 | 0.75 | FIXED | 23.45 | PI7700-433 | 0 | 0 | 0 | 0 | 0 | 0 | 0 | 0 | 0 | 0 | 0 | [11 empty] | 334.9782
0 | PI6600-2362.1 |  |  | 0 | 0.059055 | 0 | 25 | 0.013 | 0 | -161.3314 | 48 | 179.986 | UNKN | Conduit | 48 | 1 |  | 0 | 107.6391 | 107.6391 | 0.0010764 | Estuary | 0 | FIXED | 8.88 | PI6600-2182 | 0 | -1.2612 | SUBURBS | 0 | 0 | 0 | 1 | Cond | 20 | 32.8084 | 1 | N | 0 |  | CIRC | ROAD | 0.7874 | Full | 0 | Other |  | 0.059055 | 0 | 25 | 0.013 | 0.25 | FIXED | 6.61 | PI6600-2362 | 0 | 0 | 0 | 0 | 0 | 0 | 0 | 0 | 0 | 0 | 0 | [11 empty] | 179.986
0 | PI7700-4519.1 |  |  | 0 | 0.059055 | 0 | 25 | 0.013 | 0 | 84.8604 | 48 | 279.9547 | UNKN | Conduit | 48 | 1 |  | 0 | 107.6391 | 107.6391 | 0.0010764 | Estuary | 0 | FIXED | 35.3799 | PI7700-4239 | 0 | 0.34895 | SUBURBS | 0 | 0 | 0 | 1 | Cond | 20 | 32.8084 | 1 | N | 0 |  | CIRC | ROAD | 0.7874 | Full | 0 | Other |  | 0.059055 | 0 | 25 | 0.013 | 0.17 | FIXED | 36.3568 | PI7700-4519 | 0 | 0 | 0 | 0 | 0 | 0 | 0 | 0 | 0 | 0 | 0 | [11 empty] | 279.9541
0 | PI7700-5971.1 |  |  | 0 | 0.059055 | 0 | 25 | 0.013 | 0 | 71.7588 | 48 | 516.9988 | UNKN | Conduit | 48 | 1 |  | 0 | 107.6391 | 107.6391 | 0.0010764 | Estuary | 0 | FIXED | 38.99 | PI7700-5454 | 0 | 0.24952 | SUBURBS | 0 | 0 | 0 | 1 | Cond | 20 | 32.8084 | 1 | N | 0 |  | CIRC | ROAD | 0.7874 | Full | 0 | Other |  | 0.059055 | 0 | 25 | 0.013 | 0.75 | FIXED | 40.28 | PI7700-5971 | 0 | 0 | 0 | 0 | 0 | 0 | 0 | 0 | 0 | 0 | 0 | [11 empty] | 516.998
0 | PI0800-11700.1 |  |  | 0 | 0.059055 | 0 | 25 | 0.013 | 0 | -52.1932 | 48 | 689.9398 | UNKN | Conduit | 48 | 1 |  | 0 | 107.6391 | 107.6391 | 0.0010764 | Estuary | 0 | FIXED | 19.7756 | PI0800-11010 | 0 | -0.132 | SUBURBS | 0 | 0 | 0 | 1 | Cond | 20 | 32.8084 | 1 | N | 0 |  | CIRC | ROAD | 0.7874 | Full | 0 | Other |  | 0.059055 | 0 | 25 | 0.013 | 0.17 | FIXED | 18.8648 | PI0800-11700 | 0 | 0 | 0 | 0 | 0 | 0 | 0 | 0 | 0 | 0 | 0 | [11 empty] | 689.9378
0 | PI0800-11920.1 |  |  | 0 | 0.059055 | 0 | 25 | 0.013 | 0 | -52.1932 | 48 | 220.0576 | UNKN | Conduit | 48 | 1 |  | 0 | 107.6391 | 107.6391 | 0.0010764 | Estuary | 0 | FIXED | 18.8648 | PI0800-11700 | 0 | -0.132 | SUBURBS | 0 | 0 | 0 | 1 | Cond | 20 | 32.8084 | 1 | N | 0 |  | CIRC | ROAD | 0.7874 | Full | 0 | Other |  | 0.059055 | 0 | 25 | 0.013 | 0.17 | FIXED | 18.5743 | PI0800-11920 | 0 | 0 | 0 | 0 | 0 | 0 | 0 | 0 | 0 | 0 | 0 | [11 empty] | 220.0573
0 | PI7700-4166.1 |  |  | 0 | 0.059055 | 0 | 25 | 0.013 | 0 | 84.8604 | 48 | 271.0073 | UNKN | Conduit | 48 | 1 |  | 0 | 107.6391 | 107.6391 | 0.0010764 | Estuary | 0 | FIXED | 34.1784 | PI7700-3895 | 0 | 0.34895 | SUBURBS | 0 | 0 | 0 | 1 | Cond | 20 | 32.8084 | 1 | N | 0 |  | CIRC | ROAD | 0.7874 | Full | 0 | Other |  | 0.059055 | 0 | 25 | 0.013 | 0.29 | FIXED | 35.1241 | PI7700-4166 | 0 | 0 | 0 | 0 | 0 | 0 | 0 | 0 | 0 | 0 | 0 | [11 empty] | 271.006
0 | PI7700-3895.1 |  |  | 0 | 0.059055 | 0 | 25 | 0.013 | 0 | 84.8604 | 48 | 52.5698 | UNKN | Conduit | 48 | 1 |  | 0 | 107.6391 | 107.6391 | 0.0010764 | Estuary | 0 | FIXED | 33.995 | PI7700-3842 | 0 | 0.34895 | SUBURBS | 0 | 0 | 0 | 1 | Cond | 20 | 32.8084 | 1 | N | 0 |  | CIRC | ROAD | 0.7874 | Full | 0 | Other |  | 0.059055 | 0 | 25 | 0.013 | 0.17 | FIXED | 34.1784 | PI7700-3895 | 0 | 0 | 0 | 0 | 0 | 0 | 0 | 0 | 0 | 0 | 0 | [11 empty] | 52.57
0 | PI0800-7928.1 |  |  | 0 | 0.059055 | 0 | 25 | 0.013 | 0 | -84.2399 | 48 | 157.0393 | UNKN | Conduit | 48 | 1 |  | 0 | 107.6391 | 107.6391 | 0.0010764 | Estuary | 0 | FIXED | 16.42 | PI0800-7771 | 0 | -0.34386 | SUBURBS | 0 | 0 | 0 | 1 | Cond | 20 | 32.8084 | 1 | N | 0 |  | CIRC | ROAD | 0.7874 | Full | 0 | Other |  | 0.059055 | 0 | 25 | 0.013 | 0.18 | FIXED | 15.88 | PI0800-7928 | 0 | 0 | 0 | 0 | 0 | 0 | 0 | 0 | 0 | 0 | 0 | [11 empty] | 157.0387
0 | PI0806-55.1 |  |  | 0 | 0.059055 | 0 | 25 | 0.013 | 0 | 169.9719 | 48 | 55.0031 | UNKN | Conduit | 48 | 1 |  | 0 | 107.6391 | 107.6391 | 0.0010764 | Estuary | 0 | FIXED | 15.99 | PI0800-7165 | 0 | 1.3999 | SUBURBS | 0 | 0 | 0 | 1 | Cond | 20 | 32.8084 | 1 | N | 0 |  | CIRC | ROAD | 0.7874 | Full | 0 | Other |  | 0.059055 | 0 | 25 | 0.013 | 0.5 | FIXED | 16.76 | PI0806-55 | 0 | 0 | 0 | 0 | 0 | 0 | 0 | 0 | 0 | 0 | 0 | [11 empty] | 55.0025
0 | PI0502-536.1 |  |  | 0 | 0.059055 | 0 | 25 | 0.013 | 0 | 60.3719 | 48 | 22.6486 | UNKN | Conduit | 48 | 1 |  | 0 | 107.6391 | 107.6391 | 0.0010764 | Estuary | 0 | FIXED | 25.89 | PI0502-513 | 0 | 0.17661 | SUBURBS | 0 | 0 | 0 | 1 | Cond | 20 | 32.8084 | 1 | N | 0 |  | CIRC | ROAD | 0.7874 | Full | 0 | Other |  | 0.059055 | 0 | 25 | 0.013 | 0.17 | FIXED | 25.93 | PI0502-536 | 0 | 0 | 0 | 0 | 0 | 0 | 0 | 0 | 0 | 0 | 0 | [11 empty] | 22.6487
0 | PI0502-608.1 |  |  | 0 | 0.059055 | 0 | 25 | 0.013 | 0 | 50.7434 | 48 | 72.1331 | UNKN | Conduit | 48 | 1 |  | 0 | 107.6391 | 107.6391 | 0.0010764 | Estuary | 0 | FIXED | 25.93 | PI0502-536 | 0 | 0.12477 | SUBURBS | 0 | 0 | 0 | 1 | Cond | 20 | 32.8084 | 1 | N | 0 |  | CIRC | ROAD | 0.7874 | Full | 0 | Other |  | 0.059055 | 0 | 25 | 0.013 | 0.5 | FIXED | 26.02 | PI0502-608 | 0 | 0 | 0 | 0 | 0 | 0 | 0 | 0 | 0 | 0 | 0 | [11 empty] | 72.1322
0 | PI0502-273.1 |  |  | 0 | 0.059055 | 0 | 25 | 0.013 | 0 | 71.7476 | 48 | 272.612 | UNKN | Conduit | 48 | 1 |  | 0 | 107.6391 | 107.6391 | 0.0010764 | Estuary | 0 | FIXED | 24.39 | PI0500-5975 | 0 | 0.24944 | SUBURBS | 0 | 0 | 0 | 1 | Cond | 20 | 32.8084 | 1 | N | 0 |  | CIRC | ROAD | 0.7874 | Full | 0 | Other |  | 0.059055 | 0 | 25 | 0.013 | 0.17 | FIXED | 25.07 | PI0502-273 | 0 | 0 | 0 | 0 | 0 | 0 | 0 | 0 | 0 | 0 | 0 | [11 empty] | 272.6107
0 | PI0502-500.1 |  |  | 0 | 0.059055 | 0 | 25 | 0.013 | 0 | 71.8761 | 48 | 227.6963 | UNKN | Conduit | 48 | 1 |  | 0 | 107.6391 | 107.6391 | 0.0010764 | Estuary | 0 | FIXED | 25.07 | PI0502-273 | 0 | 0.25033 | SUBURBS | 0 | 0 | 0 | 1 | Cond | 20 | 32.8084 | 1 | N | 0 |  | CIRC | ROAD | 0.7874 | Full | 0 | Other |  | 0.059055 | 0 | 25 | 0.013 | 0.17 | FIXED | 25.64 | PI0502-500 | 0 | 0 | 0 | 0 | 0 | 0 | 0 | 0 | 0 | 0 | 0 | [11 empty] | 227.6759
0 | PI0502-513.1 |  |  | 0 | 0.059055 | 0 | 25 | 0.013 | 0 | 71.8761 | 48 | 12.7641 | UNKN | Conduit | 48 | 1 |  | 0 | 107.6391 | 107.6391 | 0.0010764 | Estuary | 0 | FIXED | 25.858 | PI0502-500 | 0 | 0.25033 | SUBURBS | 0 | 0 | 0 | 1 | Cond | 20 | 32.8084 | 1 | N | 0 |  | CIRC | ROAD | 0.7874 | Full | 0 | Other |  | 0.059055 | 0 | 25 | 0.013 | 0.76 | FIXED | 25.89 | PI0502-513 | 0 | 0 | 0 | 0 | 0 | 0 | 0 | 0 | 0 | 0 | 0 | [11 empty] | 12.7635
0 | PI5800-3962.1 |  |  | 0 | 0.059055 | 0 | 25 | 0.013 | 0 | 78.6839 | 48 | 239.9997 | UNKN | Conduit | 48 | 1 |  | 0 | 107.6391 | 107.6391 | 0.0010764 | Estuary | 0 | FIXED | 48.35 | PI5800-3722 | 0 | 0.3 | SUBURBS | 0 | 0 | 0 | 1 | Cond | 20 | 32.8084 | 1 | N | 0 |  | CIRC | ROAD | 0.7874 | Full | 0 | Other |  | 0.059055 | 0 | 25 | 0.013 | 0.17 | FIXED | 49.07 | PI5800-3962 | 0 | 0 | 0 | 0 | 0 | 0 | 0 | 0 | 0 | 0 | 0 | [11 empty] | 239.9992
0 | PI5800-3722.1 |  |  | 0 | 0.059055 | 0 | 25 | 0.013 | 0 | 78.6126 | 48 | 494.2287 | UNKN | Conduit | 48 | 1 |  | 0 | 107.6391 | 107.6391 | 0.0010764 | Estuary | 0 | FIXED | 46.87 | PI5800-3228 | 0 | 0.29946 | SUBURBS | 0 | 0 | 0 | 1 | Cond | 20 | 32.8084 | 1 | N | 0 |  | CIRC | ROAD | 0.7874 | Full | 0 | Other |  | 0.059055 | 0 | 25 | 0.013 | 0.24 | FIXED | 48.35 | PI5800-3722 | 0 | 0 | 0 | 0 | 0 | 0 | 0 | 0 | 0 | 0 | 0 | [11 empty] | 494.2275
0 | PI5800-2991.1 |  |  | 0 | 0.059055 | 0 | 25 | 0.013 | 0 | 77.7538 | 48 | 85.3389 | UNKN | Conduit | 48 | 1 |  | 0 | 107.6391 | 107.6391 | 0.0010764 | Estuary | 0 | FIXED | 45.92 | PI5800-2906 | 0 | 0.29295 | SUBURBS | 0 | 0 | 0 | 1 | Cond | 20 | 32.8084 | 1 | N | 0 |  | CIRC | ROAD | 0.7874 | Full | 0 | Other |  | 0.059055 | 0 | 25 | 0.013 | 0.21 | FIXED | 46.17 | PI5800-2991 | 0 | 0 | 0 | 0 | 0 | 0 | 0 | 0 | 0 | 0 | 0 | [11 empty] | 85.3385
0 | PI5800-2906.1 |  |  | 0 | 0.059055 | 0 | 25 | 0.013 | 0 | 95.3752 | 48 | 154.2724 | UNKN | Conduit | 48 | 1 |  | 0 | 107.6391 | 107.6391 | 0.0010764 | Estuary | 0 | FIXED | 45.24 | PI5800-2752 | 0 | 0.44078 | SUBURBS | 0 | 0 | 0 | 1 | Cond | 20 | 32.8084 | 1 | N | 0 |  | CIRC | ROAD | 0.7874 | Full | 0 | Other |  | 0.059055 | 0 | 25 | 0.013 | 0.17 | FIXED | 45.92 | PI5800-2906 | 0 | 0 | 0 | 0 | 0 | 0 | 0 | 0 | 0 | 0 | 0 | [11 empty] | 154.2717
0 | PI5800-2752.1 |  |  | 0 | 0.059055 | 0 | 25 | 0.013 | 0 | -309.8258 | 48 | 47.7274 | UNKN | Conduit | 48 | 1 |  | 0 | 107.6391 | 107.6391 | 0.0010764 | Estuary | 0 | FIXED | 47.46 | PI5800-2704 | 0 | -4.6514 | SUBURBS | 0 | 0 | 0 | 1 | Cond | 20 | 32.8084 | 1 | N | 0 |  | CIRC | ROAD | 0.7874 | Full | 0 | Other |  | 0.059055 | 0 | 25 | 0.013 | 0.17 | FIXED | 45.24 | PI5800-2752 | 0 | 0 | 0 | 0 | 0 | 0 | 0 | 0 | 0 | 0 | 0 | [11 empty] | 47.7278
0 | PI5810-127.1 |  |  | 0 | 0.059055 | 0 | 25 | 0.013 | 0 | 278.1167 | 48 | 126.9998 | UNKN | Conduit | 48 | 1 |  | 0 | 107.6391 | 107.6391 | 0.0010764 | Estuary | 0 | FIXED | 45.24 | PI5800-2752 | 0 | 3.748 | SUBURBS | 0 | 0 | 0 | 1 | Cond | 20 | 32.8084 | 1 | N | 0 |  | CIRC | ROAD | 0.7874 | Full | 0 | Other |  | 0.059055 | 0 | 25 | 0.013 | 0.17 | FIXED | 50 | PI5810-127 | 0 | 0 | 0 | 0 | 0 | 0 | 0 | 0 | 0 | 0 | 0 | [11 empty] | 126.9991
0 | PI5800-2365.1 |  |  | 0 | 0.059055 | 0 | 25 | 0.013 | 0 | 98.1521 | 48 | 518.4023 | UNKN | Conduit | 48 | 1 |  | 0 | 107.6391 | 107.6391 | 0.0010764 | Estuary | 0 | FIXED | 44.87 | PI5800-1846 | 0 | 0.46682 | SUBURBS | 0 | 0 | 0 | 1 | Cond | 20 | 32.8084 | 1 | N | 0 |  | CIRC | ROAD | 0.7874 | Full | 0 | Other |  | 0.059055 | 0 | 25 | 0.013 | 0.17 | FIXED | 47.29 | PI5800-2365 | 0 | 0 | 0 | 0 | 0 | 0 | 0 | 0 | 0 | 0 | 0 | [11 empty] | 518.3782
0 | PI5800-2581.1 |  |  | 0 | 0.059055 | 0 | 25 | 0.013 | 0 | 78.7901 | 48 | 216.0828 | UNKN | Conduit | 48 | 1 |  | 0 | 107.6391 | 107.6391 | 0.0010764 | Estuary | 0 | FIXED | 47.29 | PI5800-2365 | 0 | 0.30081 | SUBURBS | 0 | 0 | 0 | 1 | Cond | 20 | 32.8084 | 1 | N | 0 |  | CIRC | ROAD | 0.7874 | Full | 0 | Other |  | 0.059055 | 0 | 25 | 0.013 | 0.17 | FIXED | 47.94 | PI5800-2581 | 0 | 0 | 0 | 0 | 0 | 0 | 0 | 0 | 0 | 0 | 0 | [11 empty] | 216.0572
0 | PI5800-1805.1 |  |  | 0 | 0.059055 | 0 | 25 | 0.013 | 0 | 152.4835 | 48 | 258.2841 | UNKN | Conduit | 48 | 1 |  | 0 | 107.6391 | 107.6391 | 0.0010764 | Estuary | 0 | FIXED | 41.86 | PI5800-1547 | 0 | 1.1267 | SUBURBS | 0 | 0 | 0 | 1 | Cond | 20 | 32.8084 | 1 | N | 0 |  | CIRC | ROAD | 0.7874 | Full | 0 | Other |  | 0.059055 | 0 | 25 | 0.013 | 0.19 | FIXED | 44.77 | PI5800-1805 | 0 | 0 | 0 | 0 | 0 | 0 | 0 | 0 | 0 | 0 | 0 | [11 empty] | 258.2857
0 | PI5800-2704.1 |  |  | 0 | 0.059055 | 0 | 25 | 0.013 | 0 | -89.6287 | 48 | 123.3098 | UNKN | Conduit | 48 | 1 |  | 0 | 107.6391 | 107.6391 | 0.0010764 | Estuary | 0 | FIXED | 47.94 | PI5800-2581 | 0 | -0.38926 | SUBURBS | 0 | 0 | 0 | 1 | Cond | 20 | 32.8084 | 1 | N | 0 |  | CIRC | ROAD | 0.7874 | Full | 0 | Other |  | 0.059055 | 0 | 25 | 0.013 | 0.17 | FIXED | 47.46 | PI5800-2704 | 0 | 0 | 0 | 0 | 0 | 0 | 0 | 0 | 0 | 0 | 0 | [11 empty] | 123.309
0 | PI5810-957.1 |  |  | 0 | 0.059055 | 0 | 25 | 0.013 | 0 | 91.8861 | 48 | 454.6356 | UNKN | Conduit | 48 | 1 |  | 0 | 107.6391 | 107.6391 | 0.0010764 | Estuary | 0 | FIXED | 51 | PI5810-502 | 0 | 0.40912 | SUBURBS | 0 | 0 | 0 | 1 | Cond | 20 | 32.8084 | 1 | N | 0 |  | CIRC | ROAD | 0.7874 | Full | 0 | Other |  | 0.059055 | 0 | 25 | 0.013 | 0.5 | FIXED | 52.86 | PI5810-957 | 0 | 0 | 0 | 0 | 0 | 0 | 0 | 0 | 0 | 0 | 0 | [11 empty] | 454.6349
0 | PI5800-3228.1 |  |  | 0 | 0.059055 | 0 | 25 | 0.013 | 0 | 78.2241 | 48 | 236.0845 | UNKN | Conduit | 48 | 1 |  | 0 | 107.6391 | 107.6391 | 0.0010764 | Estuary | 0 | FIXED | 46.17 | PI5800-2991 | 0 | 0.2965 | SUBURBS | 0 | 0 | 0 | 1 | Cond | 20 | 32.8084 | 1 | N | 0 |  | CIRC | ROAD | 0.7874 | Full | 0 | Other |  | 0.059055 | 0 | 25 | 0.013 | 0.24 | FIXED | 46.87 | PI5800-3228 | 0 | 0 | 0 | 0 | 0 | 0 | 0 | 0 | 0 | 0 | 0 | [11 empty] | 236.0795
0 | PI0800-8079.1 |  |  | 0 | 0.059055 | 0 | 25 | 0.013 | 0 | 53.575 | 48 | 150.989 | UNKN | Conduit | 48 | 1 |  | 0 | 107.6391 | 107.6391 | 0.0010764 | Estuary | 0 | FIXED | 15.88 | PI0800-7928 | 0 | 0.13908 | SUBURBS | 0 | 0 | 0 | 1 | Cond | 20 | 32.8084 | 1 | N | 0 |  | CIRC | ROAD | 0.7874 | Full | 0 | Other |  | 0.059055 | 0 | 25 | 0.013 | 0.17 | FIXED | 16.09 | PI0800-8079 | 0 | 0 | 0 | 0 | 0 | 0 | 0 | 0 | 0 | 0 | 0 | [11 empty] | 150.9887
0 | PI0800-8415.1 |  |  | 0 | 0.059055 | 0 | 25 | 0.013 | 0 | 53.7085 | 48 | 336.2504 | UNKN | Conduit | 48 | 1 |  | 0 | 107.6391 | 107.6391 | 0.0010764 | Estuary | 0 | FIXED | 16.09 | PI0800-8079 | 0 | 0.13978 | SUBURBS | 0 | 0 | 0 | 1 | Cond | 20 | 32.8084 | 1 | N | 0 |  | CIRC | ROAD | 0.7874 | Full | 0 | Other |  | 0.059055 | 0 | 25 | 0.013 | 0.17 | FIXED | 16.56 | PI0800-8415 | 0 | 0 | 0 | 0 | 0 | 0 | 0 | 0 | 0 | 0 | 0 | [11 empty] | 336.2499
0 | PI0800-8827.1 |  |  | 0 | 0.059055 | 0 | 25 | 0.013 | 0 | 71.8327 | 48 | 411.9493 | UNKN | Conduit | 48 | 1 |  | 0 | 107.6391 | 107.6391 | 0.0010764 | Estuary | 0 | FIXED | 16.56 | PI0800-8415 | 0 | 0.25003 | SUBURBS | 0 | 0 | 0 | 1 | Cond | 20 | 32.8084 | 1 | N | 0 |  | CIRC | ROAD | 0.7874 | Full | 0 | Other |  | 0.059055 | 0 | 25 | 0.013 | 0.17 | FIXED | 17.59 | PI0800-8827 | 0 | 0 | 0 | 0 | 0 | 0 | 0 | 0 | 0 | 0 | 0 | [11 empty] | 411.9482
0 | PI0800-9114.1 |  |  | 0 | 0.059055 | 0 | 25 | 0.013 | 0 | 71.9561 | 48 | 286.9773 | UNKN | Conduit | 48 | 1 |  | 0 | 107.6391 | 107.6391 | 0.0010764 | Estuary | 0 | FIXED | 17.59 | PI0800-8827 | 0 | 0.25089 | SUBURBS | 0 | 0 | 0 | 1 | Cond | 20 | 32.8084 | 1 | N | 0 |  | CIRC | ROAD | 0.7874 | Full | 0 | Other |  | 0.059055 | 0 | 25 | 0.013 | 0.17 | FIXED | 18.31 | PI0800-9114 | 0 | 0 | 0 | 0 | 0 | 0 | 0 | 0 | 0 | 0 | 0 | [11 empty] | 286.9764
0 | PI0800-9456.1 |  |  | 0 | 0.059055 | 0 | 25 | 0.013 | 0 | -45.4414 | 48 | 341.2586 | UNKN | Conduit | 48 | 1 |  | 0 | 107.6391 | 107.6391 | 0.0010764 | Estuary | 0 | FIXED | 18.31 | PI0800-9114 | 0 | -0.10006 | SUBURBS | 0 | 0 | 0 | 1 | Cond | 20 | 32.8084 | 1 | N | 0 |  | CIRC | ROAD | 0.7874 | Full | 0 | Other |  | 0.059055 | 0 | 25 | 0.013 | 0.2 | FIXED | 17.9685 | PI0800-9456 | 0 | 0 | 0 | 0 | 0 | 0 | 0 | 0 | 0 | 0 | 0 | [11 empty] | 341.2586
0 | PI0800-9639.1 |  |  | 0 | 0.059055 | 0 | 25 | 0.013 | 0 | 68.8812 | 48 | 183.3168 | UNKN | Conduit | 48 | 1 |  | 0 | 107.6391 | 107.6391 | 0.0010764 | Estuary | 0 | FIXED | 17.9685 | PI0800-9456 | 0 | 0.22991 | SUBURBS | 0 | 0 | 0 | 1 | Cond | 20 | 32.8084 | 1 | N | 0 |  | CIRC | ROAD | 0.7874 | Full | 0 | Other |  | 0.059055 | 0 | 25 | 0.013 | 0.2 | FIXED | 18.39 | PI0800-9639 | 0 | 0 | 0 | 0 | 0 | 0 | 0 | 0 | 0 | 0 | 0 | [11 empty] | 183.3158
0 | PI0800-10107.1 |  |  | 0 | 0.059055 | 0 | 25 | 0.013 | 0 | 71.9397 | 48 | 307.0459 | UNKN | Conduit | 48 | 1 |  | 0 | 107.6391 | 107.6391 | 0.0010764 | Estuary | 0 | FIXED | 18.76 | PI0800-9800 | 0 | 0.25078 | SUBURBS | 0 | 0 | 0 | 1 | Cond | 20 | 32.8084 | 1 | N | 0 |  | CIRC | ROAD | 0.7874 | Full | 0 | Other |  | 0.059055 | 0 | 25 | 0.013 | 0.18 | FIXED | 19.53 | PI0800-10107 | 0 | 0 | 0 | 0 | 0 | 0 | 0 | 0 | 0 | 0 | 0 | [11 empty] | 307.2709
0 | PI0800-9800.1 |  |  | 0 | 0.059055 | 0 | 25 | 0.013 | 0 | 68.8812 | 48 | 160.9351 | UNKN | Conduit | 48 | 1 |  | 0 | 107.6391 | 107.6391 | 0.0010764 | Estuary | 0 | FIXED | 18.39 | PI0800-9639 | 0 | 0.22991 | SUBURBS | 0 | 0 | 0 | 1 | Cond | 20 | 32.8084 | 1 | N | 0 |  | CIRC | ROAD | 0.7874 | Full | 0 | Other |  | 0.059055 | 0 | 25 | 0.013 | 0.17 | FIXED | 18.76 | PI0800-9800 | 0 | 0 | 0 | 0 | 0 | 0 | 0 | 0 | 0 | 0 | 0 | [11 empty] | 160.9353
0 | PI0800-10484.1 |  |  | 0 | 0.059055 | 0 | 25 | 0.013 | 0 | 71.7217 | 48 | 377.1178 | UNKN | Conduit | 48 | 1 |  | 0 | 107.6391 | 107.6391 | 0.0010764 | Estuary | 0 | FIXED | 19.53 | PI0800-10107 | 0 | 0.24926 | SUBURBS | 0 | 0 | 0 | 1 | Cond | 20 | 32.8084 | 1 | N | 0 |  | CIRC | ROAD | 0.7874 | Full | 0 | Other |  | 0.059055 | 0 | 25 | 0.013 | 0.17 | FIXED | 20.47 | PI0800-10484 | 0 | 0 | 0 | 0 | 0 | 0 | 0 | 0 | 0 | 0 | 0 | [11 empty] | 377.1167
0 | PI4200-1121.1 |  |  | 0 | 0.059055 | 0 | 25 | 0.013 | 0 | 47.7076 | 48 | 380.8235 | UNKN | Conduit | 48 | 1 |  | 0 | 107.6391 | 107.6391 | 0.0010764 | Estuary | 0 | FIXED | 72.57 | PI4200-740 | 0 | 0.11029 | SUBURBS | 0 | 0 | 0 | 1 | Cond | 20 | 32.8084 | 1 | N | 0 |  | CIRC | ROAD | 0.7874 | Full | 0 | Other |  | 0.059055 | 0 | 25 | 0.013 | 0.17 | FIXED | 72.99 | PI4200-1121 | 0 | 0 | 0 | 0 | 0 | 0 | 0 | 0 | 0 | 0 | 0 | [11 empty] | 380.7793
0 | PI4200-2052.1 |  |  | 0 | 0.059055 | 0 | 25 | 0.013 | 0 | 38.4434 | 48 | 83.7834 | UNKN | Conduit | 48 | 1 |  | 0 | 107.6391 | 107.6391 | 0.0010764 | Estuary | 0 | FIXED | 73.65 | PI4200-1968 | 0 | 0.071613 | SUBURBS | 0 | 0 | 0 | 1 | Cond | 20 | 32.8084 | 1 | N | 0 |  | CIRC | ROAD | 0.7874 | Full | 0 | Other |  | 0.059055 | 0 | 25 | 0.013 | 0.77 | FIXED | 73.71 | PI4200-2052 | 0 | 0 | 0 | 0 | 0 | 0 | 0 | 0 | 0 | 0 | 0 | [11 empty] | 83.7838
0 | PI4200-1805.1 |  |  | 0 | 0.059055 | 0 | 25 | 0.013 | 0 | 40.1987 | 48 | 344.8189 | UNKN | Conduit | 48 | 1 |  | 0 | 107.6391 | 107.6391 | 0.0010764 | Estuary | 0 | FIXED | 73.25 | PI4200-1460 | 0 | 0.078302 | SUBURBS | 0 | 0 | 0 | 1 | Cond | 20 | 32.8084 | 1 | N | 0 |  | CIRC | ROAD | 0.7874 | Full | 0 | Other |  | 0.059055 | 0 | 25 | 0.013 | 0.17 | FIXED | 73.52 | PI4200-1805 | 0 | 0 | 0 | 0 | 0 | 0 | 0 | 0 | 0 | 0 | 0 | [11 empty] | 344.7947
0 | PI4200-1460.1 |  |  | 0 | 0.059055 | 0 | 25 | 0.013 | 0 | 39.8002 | 48 | 338.7297 | UNKN | Conduit | 48 | 1 |  | 0 | 107.6391 | 107.6391 | 0.0010764 | Estuary | 0 | FIXED | 72.99 | PI4200-1121 | 0 | 0.076757 | SUBURBS | 0 | 0 | 0 | 1 | Cond | 20 | 32.8084 | 1 | N | 0 |  | CIRC | ROAD | 0.7874 | Full | 0 | Other |  | 0.059055 | 0 | 25 | 0.013 | 0.17 | FIXED | 73.25 | PI4200-1460 | 0 | 0 | 0 | 0 | 0 | 0 | 0 | 0 | 0 | 0 | 0 | [11 empty] | 338.6331
0 | PI4200-1968.1 |  |  | 0 | 0.059055 | 0 | 25 | 0.013 | 0 | 40.4699 | 48 | 163.8057 | UNKN | Conduit | 48 | 1 |  | 0 | 107.6391 | 107.6391 | 0.0010764 | Estuary | 0 | FIXED | 73.52 | PI4200-1805 | 0 | 0.079362 | SUBURBS | 0 | 0 | 0 | 1 | Cond | 20 | 32.8084 | 1 | N | 0 |  | CIRC | ROAD | 0.7874 | Full | 0 | Other |  | 0.059055 | 0 | 25 | 0.013 | 0.17 | FIXED | 73.65 | PI4200-1968 | 0 | 0 | 0 | 0 | 0 | 0 | 0 | 0 | 0 | 0 | 0 | [11 empty] | 163.8045
0 | PI4200-2164.1 |  |  | 0 | 0.059055 | 0 | 25 | 0.013 | 0 | 71.863 | 48 | 111.8917 | UNKN | Conduit | 48 | 1 |  | 0 | 107.6391 | 107.6391 | 0.0010764 | Estuary | 0 | FIXED | 73.71 | PI4200-2052 | 0 | 0.25024 | SUBURBS | 0 | 0 | 0 | 1 | Cond | 20 | 32.8084 | 1 | N | 0 |  | CIRC | ROAD | 0.7874 | Full | 0 | Other |  | 0.059055 | 0 | 25 | 0.013 | 0.19 | FIXED | 73.99 | PI4200-2164 | 0 | 0 | 0 | 0 | 0 | 0 | 0 | 0 | 0 | 0 | 0 | [11 empty] | 111.8895
0 | PI0800-7165.1 |  |  | 0 | 0.059055 | 0 | 25 | 0.013 | 0 | 71.8539 | 48 | 115.9173 | UNKN | Conduit | 48 | 1 |  | 0 | 107.6391 | 107.6391 | 0.0010764 | Estuary | 0 | FIXED | 15.7 | PI0800-7048 | 0 | 0.25018 | SUBURBS | 0 | 0 | 0 | 1 | Cond | 20 | 32.8084 | 1 | N | 0 |  | CIRC | ROAD | 0.7874 | Full | 0 | Other |  | 0.059055 | 0 | 25 | 0.013 | 0.18 | FIXED | 15.99 | PI0800-7165 | 0 | 0 | 0 | 0 | 0 | 0 | 0 | 0 | 0 | 0 | 0 | [11 empty] | 115.9183
0 | PI0700-873.1 |  |  | 0 | 0.059055 | 0 | 25 | 0.013 | 0 | 32.1238 | 48 | 599.9551 | UNKN | Conduit | 48 | 1 |  | 0 | 107.6391 | 107.6391 | 0.0010764 | Estuary | 0 | FIXED | 42 | PI0700-273 | 0 | 0.050004 | SUBURBS | 0 | 0 | 0 | 1 | Cond | 20 | 32.8084 | 1 | N | 0 |  | CIRC | ROAD | 0.7874 | Full | 0 | Other |  | 0.059055 | 0 | 25 | 0.013 | 0.25 | FIXED | 42.3 | PI0700-873 | 0 | 0 | 0 | 0 | 0 | 0 | 0 | 0 | 0 | 0 | 0 | [11 empty] | 599.9541
0 | PI0700-273.1 |  |  | 0 | 0.059055 | 0 | 25 | 0.013 | 0 | 43.3157 | 48 | 164.9877 | UNKN | Conduit | 48 | 1 |  | 0 | 107.6391 | 107.6391 | 0.0010764 | Estuary | 0 | FIXED | 41.85 | PI0601-238 | 0 | 0.090916 | SUBURBS | 0 | 0 | 0 | 1 | Cond | 20 | 32.8084 | 1 | N | 0 |  | CIRC | ROAD | 0.7874 | Full | 0 | Other |  | 0.059055 | 0 | 25 | 0.013 | 0.17 | FIXED | 42 | PI0700-273 | 0 | 0 | 0 | 0 | 0 | 0 | 0 | 0 | 0 | 0 | 0 | [11 empty] | 164.9871
0 | CC0200-0.1 |  |  | 0 | 0.059055 | 0 | 25 | 0.013 | 0 | 114.9295 | 48 | 24.9981 | UNKN | Conduit | 48 | 1 |  | 0 | 107.6391 | 107.6391 | 0.0010764 | Estuary | 0 | FIXED | 13.67 | PI0800-5965 | 0 | 0.64005 | SUBURBS | 0 | 0 | 0 | 1 | Cond | 20 | 32.8084 | 1 | N | 0 |  | CIRC | ROAD | 0.7874 | Full | 0 | Other |  | 0.059055 | 0 | 25 | 0.013 | 0.26 | FIXED | 13.83 | CC0200-0 | 0 | 0 | 0 | 0 | 0 | 0 | 0 | 0 | 0 | 0 | 0 | [11 empty] | 24.9975
0 | PI9600-998.1 |  |  | 0 | 0.059055 | 0 | 25 | 0.013 | 0 | 225.5024 | 48 | 235.7894 | UNKN | Conduit | 48 | 1 |  | 0 | 107.6391 | 107.6391 | 0.0010764 | Estuary | 0 | FIXED | 76.35 | PI9600-763 | 0 | 2.4641 | SUBURBS | 0 | 0 | 0 | 1 | Cond | 20 | 32.8084 | 1 | N | 0 |  | CIRC | ROAD | 0.7874 | Full | 0 | Other |  | 0.059055 | 0 | 25 | 0.013 | 0.17 | FIXED | 82.16 | PI9600-998 | 0 | 0 | 0 | 0 | 0 | 0 | 0 | 0 | 0 | 0 | 0 | [11 empty] | 235.7888
0 | PI0800-10978.1 |  |  | 0 | 0.059055 | 0 | 25 | 0.013 | 0 | -52.1932 | 48 | 494.2849 | UNKN | Conduit | 48 | 1 |  | 0 | 107.6391 | 107.6391 | 0.0010764 | Estuary | 0 | FIXED | 20.47 | PI0800-10484 | 0 | -0.132 | SUBURBS | 0 | 0 | 0 | 1 | Cond | 20 | 32.8084 | 1 | N | 0 |  | CIRC | ROAD | 0.7874 | Full | 0 | Other |  | 0.059055 | 0 | 25 | 0.013 | 0.41 | FIXED | 19.8175 | PI0800-10978 | 0 | 0 | 0 | 0 | 0 | 0 | 0 | 0 | 0 | 0 | 0 | [11 empty] | 493.9941
0 | PI5810-502.1 |  |  | 0 | 0.059055 | 0 | 25 | 0.013 | 0 | 74.1839 | 48 | 375.0002 | UNKN | Conduit | 48 | 1 |  | 0 | 107.6391 | 107.6391 | 0.0010764 | Estuary | 0 | FIXED | 50 | PI5810-127 | 0 | 0.26667 | SUBURBS | 0 | 0 | 0 | 1 | Cond | 20 | 32.8084 | 1 | N | 0 |  | CIRC | ROAD | 0.7874 | Full | 0 | Other |  | 0.059055 | 0 | 25 | 0.013 | 0.17 | FIXED | 51 | PI5810-502 | 0 | 0 | 0 | 0 | 0 | 0 | 0 | 0 | 0 | 0 | 0 | [11 empty] | 374.9995
0 | PI9000-3832.1 |  |  | 0 | 0.059055 | 0 | 25 | 0.013 | 0 | 55.1168 | 48 | 244.56 | UNKN | Conduit | 48 | 1 |  | 0 | 107.6391 | 107.6391 | 0.0010764 | Estuary | 0 | FIXED | 48.84 | PI9000-3588 | 0 | 0.1472 | SUBURBS | 0 | 0 | 0 | 1 | Cond | 20 | 32.8084 | 1 | N | 0 |  | CIRC | ROAD | 0.7874 | Full | 0 | Other |  | 0.059055 | 0 | 25 | 0.013 | 0.25 | FIXED | 49.2 | PI9000-3832 | 0 | 0 | 0 | 0 | 0 | 0 | 0 | 0 | 0 | 0 | 0 | [11 empty] | 244.5601
0 | PI9000-3588.1 |  |  | 0 | 0.059055 | 0 | 25 | 0.013 | 0 | 34.5114 | 48 | 346.5419 | UNKN | Conduit | 48 | 1 |  | 0 | 107.6391 | 107.6391 | 0.0010764 | Estuary | 0 | FIXED | 48.64 | PI9000-3241 | 0 | 0.057713 | SUBURBS | 0 | 0 | 0 | 1 | Cond | 20 | 32.8084 | 1 | N | 0 |  | CIRC | ROAD | 0.7874 | Full | 0 | Other |  | 0.059055 | 0 | 25 | 0.013 | 0.17 | FIXED | 48.84 | PI9000-3588 | 0 | 0 | 0 | 0 | 0 | 0 | 0 | 0 | 0 | 0 | 0 | [11 empty] | 346.5406
0 | PI9000-3241.1 |  |  | 0 | 0.059055 | 0 | 25 | 0.013 | 0 | 113.7655 | 48 | 610.7003 | UNKN | Conduit | 48 | 1 |  | 0 | 107.6391 | 107.6391 | 0.0010764 | Estuary | 0 | FIXED | 44.81 | PI9000-2630 | 0 | 0.62715 | SUBURBS | 0 | 0 | 0 | 1 | Cond | 20 | 32.8084 | 1 | N | 0 |  | CIRC | ROAD | 0.7874 | Full | 0 | Other |  | 0.059055 | 0 | 25 | 0.013 | 0.17 | FIXED | 48.64 | PI9000-3241 | 0 | 0 | 0 | 0 | 0 | 0 | 0 | 0 | 0 | 0 | 0 | [11 empty] | 610.6993
0 | PI9000-2630.1 |  |  | 0 | 0.059055 | 0 | 25 | 0.013 | 0 | 253.0168 | 48 | 73.4998 | UNKN | Conduit | 48 | 1 |  | 0 | 107.6391 | 107.6391 | 0.0010764 | Estuary | 0 | FIXED | 44.81 | PI9000-2557 | 0 | 3.102 | SUBURBS | 0 | 0 | 0 | 1 | Cond | 20 | 32.8084 | 1 | N | 0 |  | CIRC | ROAD | 0.7874 | Full | 0 | Other |  | 0.059055 | 0 | 25 | 0.013 | 0.17 | FIXED | 47.09 | PI9000-2630 | 0 | 0 | 0 | 0 | 0 | 0 | 0 | 0 | 0 | 0 | 0 | [11 empty] | 73.4996
0 | PI9000-2557.1 |  |  | 0 | 0.059055 | 0 | 25 | 0.013 | 0 | 65.0732 | 48 | 614.0679 | UNKN | Conduit | 48 | 1 |  | 0 | 107.6391 | 107.6391 | 0.0010764 | Estuary | 0 | FIXED | 45.83 | PI9000-1943 | 0 | 0.20519 | SUBURBS | 0 | 0 | 0 | 1 | Cond | 20 | 32.8084 | 1 | N | 0 |  | CIRC | ROAD | 0.7874 | Full | 0 | Other |  | 0.059055 | 0 | 25 | 0.013 | 0.19 | FIXED | 47.09 | PI9000-2557 | 0 | 0 | 0 | 0 | 0 | 0 | 0 | 0 | 0 | 0 | 0 | [11 empty] | 614.0668
0 | PI9000-1839.1 |  |  | 0 | 0.059055 | 0 | 25 | 0.013 | 0 | 71.6067 | 48 | 116.719 | UNKN | Conduit | 48 | 1 |  | 0 | 107.6391 | 107.6391 | 0.0010764 | Estuary | 0 | FIXED | 45.19 | PI9000-1722 | 0 | 0.24846 | SUBURBS | 0 | 0 | 0 | 1 | Cond | 20 | 32.8084 | 1 | N | 0 |  | CIRC | ROAD | 0.7874 | Full | 0 | Other |  | 0.059055 | 0 | 25 | 0.013 | 0.17 | FIXED | 45.48 | PI9000-1839 | 0 | 0 | 0 | 0 | 0 | 0 | 0 | 0 | 0 | 0 | 0 | [11 empty] | 116.718
0 | PI9000-1681.1 |  |  | 0 | 0.059055 | 0 | 25 | 0.013 | 0 | 64.6029 | 48 | 1681.221 | UNKN | Conduit | 48 | 1 |  | 0 | 107.6391 | 107.6391 | 0.0010764 | Estuary | 0 | FIXED | 41.79 | CC0900-17460 | 0 | 0.20223 | SUBURBS | 0 | 0 | 0 | 1 | Cond | 20 | 32.8084 | 1 | N | 0 |  | CIRC | ROAD | 0.7874 | Full | 0 | Other |  | 0.059055 | 0 | 25 | 0.013 | 0.17 | FIXED | 45.19 | PI9000-1681 | 0 | 0 | 0 | 0 | 0 | 0 | 0 | 0 | 0 | 0 | 0 | [11 empty] | 1681.2181
0 | PI9000-1722.1 |  |  | 0 | 0.059055 | 0 | 25 | 0.013 | 0 | 0 | 48 | 41.1499 | UNKN | Conduit | 48 | 1 |  | 0 | 107.6391 | 107.6391 | 0.0010764 | Estuary | 0 | FIXED | 45.19 | PI9000-1681 | 0 | 0 | SUBURBS | 0 | 0 | 0 | 1 | Cond | 20 | 32.8084 | 1 | N | 0 |  | CIRC | ROAD | 0.7874 | Full | 0 | Other |  | 0.059055 | 0 | 25 | 0.013 | 0.75 | FIXED | 45.19 | PI9000-1722 | 0 | 0 | 0 | 0 | 0 | 0 | 0 | 0 | 0 | 0 | 0 | [11 empty] | 41.1494
0 | PI9500-2873.1 |  |  | 0 | 0.059055 | 0 | 25 | 0.013 | 0 | 71.7833 | 48 | 472.5911 | UNKN | Conduit | 48 | 1 |  | 0 | 107.6391 | 107.6391 | 0.0010764 | Estuary | 0 | FIXED | 85.73 | PI9500-2401 | 0 | 0.24969 | SUBURBS | 0 | 0 | 0 | 1 | Cond | 20 | 32.8084 | 1 | N | 0 |  | CIRC | ROAD | 0.7874 | Full | 0 | Other |  | 0.059055 | 0 | 25 | 0.013 | 0.17 | FIXED | 86.91 | PI9500-2873 | 0 | 0 | 0 | 0 | 0 | 0 | 0 | 0 | 0 | 0 | 0 | [11 empty] | 472.5224
0 | PI9500-2924.1 |  |  | 0 | 0.059055 | 0 | 25 | 0.013 | 0 | 211.2973 | 48 | 51.308 | UNKN | Conduit | 48 | 1 |  | 0 | 107.6391 | 107.6391 | 0.0010764 | Estuary | 0 | FIXED | 86.91 | PI9500-2873 | 0 | 2.1634 | SUBURBS | 0 | 0 | 0 | 1 | Cond | 20 | 32.8084 | 1 | N | 0 |  | CIRC | ROAD | 0.7874 | Full | 0 | Other |  | 0.059055 | 0 | 25 | 0.013 | 0.17 | FIXED | 88.02 | PI9500-2924 | 0 | 0 | 0 | 0 | 0 | 0 | 0 | 0 | 0 | 0 | 0 | [11 empty] | 51.3074
0 | PI9500-1726.1 |  |  | 0 | 0.059055 | 0 | 25 | 0.013 | 0 | 90.9019 | 48 | 606.8905 | UNKN | Conduit | 48 | 1 |  | 0 | 107.6391 | 107.6391 | 0.0010764 | Estuary | 0 | FIXED | 80.41 | PI9500-1119 | 0 | 0.4004 | SUBURBS | 0 | 0 | 0 | 1 | Cond | 20 | 32.8084 | 1 | N | 0 |  | CIRC | ROAD | 0.7874 | Full | 0 | Other |  | 0.059055 | 0 | 25 | 0.013 | 0.75 | FIXED | 82.84 | PI9500-1726 | 0 | 0 | 0 | 0 | 0 | 0 | 0 | 0 | 0 | 0 | 0 | [11 empty] | 606.7853
0 | PI9500-2401.1 |  |  | 0 | 0.059055 | 0 | 25 | 0.013 | 0 | 94.0033 | 48 | 674.9348 | UNKN | Conduit | 48 | 1 |  | 0 | 107.6391 | 107.6391 | 0.0010764 | Estuary | 0 | FIXED | 82.84 | PI9500-1726 | 0 | 0.42819 | SUBURBS | 0 | 0 | 0 | 1 | Cond | 20 | 32.8084 | 1 | N | 0 |  | CIRC | ROAD | 0.7874 | Full | 0 | Other |  | 0.059055 | 0 | 25 | 0.013 | 0.77 | FIXED | 85.73 | PI9500-2401 | 0 | 0 | 0 | 0 | 0 | 0 | 0 | 0 | 0 | 0 | 0 | [11 empty] | 674.8674
0 | PI9500-1119.1 |  |  | 0 | 0.059055 | 0 | 25 | 0.013 | 0 | 104.9263 | 48 | 543.5999 | UNKN | Conduit | 48 | 1 |  | 0 | 107.6391 | 107.6391 | 0.0010764 | Estuary | 0 | FIXED | 77.51 | PI9500-575 | 0 | 0.53348 | SUBURBS | 0 | 0 | 0 | 1 | Cond | 20 | 32.8084 | 1 | N | 0 |  | CIRC | ROAD | 0.7874 | Full | 0 | Other |  | 0.059055 | 0 | 25 | 0.013 | 0.17 | FIXED | 80.41 | PI9500-1119 | 0 | 0 | 0 | 0 | 0 | 0 | 0 | 0 | 0 | 0 | 0 | [11 empty] | 543.588
0 | PI9600-763.1 |  |  | 0 | 0.059055 | 0 | 25 | 0.013 | 0 | 93.1921 | 48 | 729.5086 | UNKN | Conduit | 48 | 1 |  | 0 | 107.6391 | 107.6391 | 0.0010764 | Estuary | 0 | FIXED | 73.28 | PI9600-33 | 0 | 0.42083 | SUBURBS | 0 | 0 | 0 | 1 | Cond | 20 | 32.8084 | 1 | N | 0 |  | CIRC | ROAD | 0.7874 | Full | 0 | Other |  | 0.059055 | 0 | 25 | 0.013 | 0.17 | FIXED | 76.35 | PI9600-763 | 0 | 0 | 0 | 0 | 0 | 0 | 0 | 0 | 0 | 0 | 0 | [11 empty] | 729.5005
0 | PI1503-3920.1 |  |  | 0 | 0.059055 | 0 | 25 | 0.013 | 0 | 0.09599 | 4 | 118 | UNKN | Conduit | 4 | 1 |  | 0 | 107.6391 | 107.6391 | 0.0010764 | Estuary | 0 | FIXED | 56.62 | PI1503-3801 | 0 | 0.25419 | SUBURBS | 0 | 0 | 0 | 1 | Cond | 20 | 32.8084 | 1 | N | 0 |  | CIRC | ROAD | 0.7874 | Full | 0 | Other |  | 0.059055 | 0 | 25 | 0.013 | 0.25 | FIXED | 56.9199 | PI1503-3920 | 0 | 0 | 0 | 0 | 0 | 0 | 0 | 0 | 0 | 0 | 0 | [11 empty] | 118.7292
0 | PI7700-53.1 |  |  | 0 | 0.059055 | 0 | 25 | 0.013 | 0 | 542.0699 | 54 | 53.4416 | UNKN | Conduit | 54 | 1 |  | 0 | 107.6391 | 107.6391 | 0.0010764 | Estuary | 1 | FIXED | 17.5 | CC0901-3175 | 0 | 7.5971 | SUBURBS | 0 | 0 | 0 | 1 | Cond | 20 | 32.8084 | 1 | N | 0 |  | CIRC | ROAD | 0.7874 | Full | 0 | Other |  | 0.059055 | 0 | 25 | 0.013 | 0.33 | FIXED | 21.56 | PI7700-53 | 0 | 0 | 0 | 0 | 0 | 0 | 0 | 0 | 0 | 0 | 0 | [11 empty] | 53.4422
0 | PI7701-595.1 |  |  | 0 | 0.059055 | 0 | 25 | 0.013 | 0 | 196.4458 | 54 | 595.3398 | UNKN | Conduit | 54 | 1 |  | 0 | 107.6391 | 107.6391 | 0.0010764 | Estuary | 0 | FIXED | 21.56 | PI7700-53 | 0 | 0.99775 | SUBURBS | 0 | 0 | 0 | 1 | Cond | 20 | 32.8084 | 1 | N | 0 |  | CIRC | ROAD | 0.7874 | Full | 0 | Other |  | 0.059055 | 0 | 25 | 0.013 | 0.29 | FIXED | 27.5 | PI7701-595 | 0 | 0 | 0 | 0 | 0 | 0 | 0 | 0 | 0 | 0 | 0 | [11 empty] | 595.3385
0 | PI7701-660.1 |  |  | 0 | 0.059055 | 0 | 25 | 0.013 | 0 | 173.5335 | 54 | 64.2195 | UNKN | Conduit | 54 | 1 |  | 0 | 107.6391 | 107.6391 | 0.0010764 | Estuary | 0 | FIXED | 27.5 | PI7701-595 | 0 | 0.77858 | SUBURBS | 0 | 0 | 0 | 1 | Cond | 20 | 32.8084 | 1 | N | 0 |  | CIRC | ROAD | 0.7874 | Full | 0 | Other |  | 0.059055 | 0 | 25 | 0.013 | 0.29 | FIXED | 28 | PI7701-660 | 0 | 0 | 0 | 0 | 0 | 0 | 0 | 0 | 0 | 0 | 0 | [11 empty] | 64.2193
0 | PI7701-807.1 |  |  | 0 | 0.059055 | 0 | 25 | 0.013 | 0 | 198.3453 | 54 | 147.4725 | UNKN | Conduit | 54 | 1 |  | 0 | 107.6391 | 107.6391 | 0.0010764 | Estuary | 0 | FIXED | 28 | PI7701-660 | 0 | 1.0171 | SUBURBS | 0 | 0 | 0 | 1 | Cond | 20 | 32.8084 | 1 | N | 0 |  | CIRC | ROAD | 0.7874 | Full | 0 | Other |  | 0.059055 | 0 | 25 | 0.013 | 0.74 | FIXED | 29.5 | PI7701-807 | 0 | 0 | 0 | 0 | 0 | 0 | 0 | 0 | 0 | 0 | 0 | [11 empty] | 147.473
0 | PI6800-2064.1 |  |  | 0 | 0.059055 | 0 | 25 | 0.013 | 0 | 1.7555 | 12 | 53.5697 | UNKN | Conduit | 12 | 1 |  | 0 | 107.6391 | 107.6391 | 0.0010764 | Estuary | 0 | FIXED | 17.34 | PI6800-2010 | 0 | 0.24267 | SUBURBS | 0 | 0 | 0 | 1 | Cond | 20 | 32.8084 | 1 | N | 0 |  | CIRC | ROAD | 0.7874 | Full | 0 | Other |  | 0.059055 | 0 | 25 | 0.013 | 0.5 | FIXED | 17.47 | PI6800-2064 | 0 | 0 | 0 | 0 | 0 | 0 | 0 | 0 | 0 | 0 | 0 | [11 empty] | 53.5694
0 | CC0400-0.1 |  |  | 0 | 0.059055 | 0 | 25 | 0.013 | 0 | 98.3373 | 54 | 59.9954 | UNKN | Conduit | 54 | 1 |  | 0 | 107.6391 | 107.6391 | 0.0010764 | Estuary | 0 | FIXED | 41.85 | PI0601-238 | 0 | 0.25002 | SUBURBS | 0 | 0 | 0 | 1 | Cond | 20 | 32.8084 | 1 | N | 0 |  | CIRC | ROAD | 0.7874 | Full | 0 | Other |  | 0.059055 | 0 | 25 | 0.013 | 0.5 | FIXED | 42 | CC0400-0 | 0 | 0 | 0 | 0 | 0 | 0 | 0 | 0 | 0 | 0 | 0 | [11 empty] | 108.4759
0 | PI9500-575.1 |  |  | 0 | 0.059055 | 0 | 25 | 0.013 | 0 | 227.3099 | 54 | 322.6297 | UNKN | Conduit | 54 | 1 |  | 0 | 107.6391 | 107.6391 | 0.0010764 | Estuary | 0 | FIXED | 73.2 | PI9500-252 | 0 | 1.3359 | SUBURBS | 0 | 0 | 0 | 1 | Cond | 20 | 32.8084 | 1 | N | 0 |  | CIRC | ROAD | 0.7874 | Full | 0 | Other |  | 0.059055 | 0 | 25 | 0.013 | 0.25 | FIXED | 77.51 | PI9500-575 | 0 | 0 | 0 | 0 | 0 | 0 | 0 | 0 | 0 | 0 | 0 | [11 empty] | 322.5686
0 | PI9500-252.1 |  |  | 0 | 0.059055 | 0 | 25 | 0.013 | 0 | 413.8516 | 66 | 118.5354 | UNKN | Conduit | 66 | 1 |  | 0 | 107.6391 | 107.6391 | 0.0010764 | Estuary | 0 | FIXED | 71.4 | PI9400-0 | 0 | 1.5185 | SUBURBS | 0 | 0 | 0 | 1 | Cond | 20 | 32.8084 | 1 | N | 0 |  | CIRC | ROAD | 0.7874 | Full | 0 | Other |  | 0.059055 | 0 | 25 | 0.013 | 0.27 | FIXED | 73.2 | PI9500-252 | 0 | 0 | 0 | 0 | 0 | 0 | 0 | 0 | 0 | 0 | 0 | [11 empty] | 194.8999
0 | PI5400-1687.1 |  |  | 0 | 0.059055 | 0 | 25 | 0.013 | 0 | 111.23 | 60 | 667.7265 | UNKN | Conduit | 60 | 1 |  | 0 | 107.6391 | 107.6391 | 0.0010764 | Estuary | 0 | FIXED | 98.0023 | PI5400-1019 | 0 | 0.18236 | SUBURBS | 0 | 0 | 0 | 1 | Cond | 20 | 32.8084 | 1 | N | 0 |  | CIRC | ROAD | 0.7874 | Full | 0 | Other |  | 0.059055 | 0 | 25 | 0.013 | 0.17 | FIXED | 99.22 | PI5400-1687 | 0 | 0 | 0 | 0 | 0 | 0 | 0 | 0 | 0 | 0 | 0 | [11 empty] | 667.6876
0 | PI5400-2227.1 |  |  | 0 | 0.059055 | 0 | 25 | 0.013 | 0 | 92.0917 | 60 | 199.9875 | UNKN | Conduit | 60 | 1 |  | 0 | 107.6391 | 107.6391 | 0.0010764 | Estuary | 0 | FIXED | 99.84 | PI5400-2027 | 0 | 0.12501 | SUBURBS | 0 | 0 | 0 | 1 | Cond | 20 | 32.8084 | 1 | N | 0 |  | CIRC | ROAD | 0.7874 | Full | 0 | Other |  | 0.059055 | 0 | 25 | 0.013 | 0.75 | FIXED | 100.09 | PI5400-2227 | 0 | 0 | 0 | 0 | 0 | 0 | 0 | 0 | 0 | 0 | 0 | [11 empty] | 199.987
0 | PI5400-2027.1 |  |  | 0 | 0.059055 | 0 | 25 | 0.013 | 0 | 111.23 | 60 | 339.9788 | UNKN | Conduit | 60 | 1 |  | 0 | 107.6391 | 107.6391 | 0.0010764 | Estuary | 0 | FIXED | 99.22 | PI5400-1687 | 0 | 0.18236 | SUBURBS | 0 | 0 | 0 | 1 | Cond | 20 | 32.8084 | 1 | N | 0 |  | CIRC | ROAD | 0.7874 | Full | 0 | Other |  | 0.059055 | 0 | 25 | 0.013 | 0.17 | FIXED | 99.84 | PI5400-2027 | 0 | 0 | 0 | 0 | 0 | 0 | 0 | 0 | 0 | 0 | 0 | [11 empty] | 339.9781
0 | PI6600-847.1 |  |  | 0 | 0.059055 | 0 | 25 | 0.013 | 0 | 130.2033 | 60 | 348.1603 | UNKN | Conduit | 60 | 1 |  | 0 | 107.6391 | 107.6391 | 0.0010764 | Estuary | 0 | FIXED | 6.61 | PI6600-498 | 0 | 0.24988 | SUBURBS | 0 | 0 | 0 | 1 | Cond | 20 | 32.8084 | 1 | N | 0 |  | CIRC | ROAD | 0.7874 | Full | 0 | Other |  | 0.059055 | 0 | 25 | 0.013 | 0.17 | FIXED | 7.48 | PI6600-847 | 0 | 0 | 0 | 0 | 0 | 0 | 0 | 0 | 0 | 0 | 0 | [11 empty] | 348.1595
0 | PI6600-1421.1 |  |  | 0 | 0.059055 | 0 | 25 | 0.013 | 0 | 89.3009 | 60 | 442.3797 | UNKN | Conduit | 60 | 1 |  | 0 | 107.6391 | 107.6391 | 0.0010764 | Estuary | 0 | FIXED | 7.68 | PI6600-979 | 0 | 0.11755 | SUBURBS | 0 | 0 | 0 | 1 | Cond | 20 | 32.8084 | 1 | N | 0 |  | CIRC | ROAD | 0.7874 | Full | 0 | Other |  | 0.059055 | 0 | 25 | 0.013 | 0.17 | FIXED | 8.2 | PI6600-1421 | 0 | 0 | 0 | 0 | 0 | 0 | 0 | 0 | 0 | 0 | 0 | [11 empty] | 442.3794
0 | PI6600-1567.1 |  |  | 0 | 0.059055 | 0 | 25 | 0.013 | 0 | 91.5371 | 60 | 145.741 | UNKN | Conduit | 60 | 1 |  | 0 | 107.6391 | 107.6391 | 0.0010764 | Estuary | 0 | FIXED | 8.2 | PI6600-1421 | 0 | 0.12351 | SUBURBS | 0 | 0 | 0 | 1 | Cond | 20 | 32.8084 | 1 | N | 0 |  | CIRC | ROAD | 0.7874 | Full | 0 | Other |  | 0.059055 | 0 | 25 | 0.013 | 0.17 | FIXED | 8.38 | PI6600-1567 | 0 | 0 | 0 | 0 | 0 | 0 | 0 | 0 | 0 | 0 | 0 | [11 empty] | 145.7399
0 | PI0500-9959.1 |  |  | 0 | 0.059055 | 0 | 25 | 0.013 | 0 | 177.4034 | 60 | 1448.6025 | UNKN | Conduit | 60 | 1 |  | 0 | 107.6391 | 107.6391 | 0.0010764 | Estuary | 0 | FIXED | 25.71 | PI0500-8510 | 0 | 0.11597 | SUBURBS | 0 | 0 | 0 | 1 | Cond | 20 | 32.8084 | 2 | N | 0 |  | CIRC | ROAD | 0.7874 | Full | 0 | Other |  | 0.059055 | 0 | 25 | 0.013 | 0.17 | FIXED | 27.39 | PI0500-9959 | 0 | 0 | 0 | 0 | 0 | 0 | 0 | 0 | 0 | 0 | 0 | [11 empty] | 1448.5998
0 | PI5400-822.1 |  |  | 0 | 0.059055 | 0 | 25 | 0.013 | 0 | 171.4037 | 60 | 702 | UNKN | Conduit | 60 | 1 |  | 0 | 107.6391 | 107.6391 | 0.0010764 | Estuary | 0 | FIXED | 92.63 | PI5400-124 | 0 | 0.43305 | SUBURBS | 0 | 0 | 0 | 1 | Cond | 20 | 32.8084 | 1 | N | 0 |  | CIRC | ROAD | 0.7874 | Full | 0 | Other |  | 0.059055 | 0 | 25 | 0.013 | 0.38 | FIXED | 95.67 | PI5400-822 | 0 | 0 | 0 | 0 | 0 | 0 | 0 | 0 | 0 | 0 | 0 | [11 empty] | 697.7273
0 | PI5300-2224.1 |  |  | 0 | 0.059055 | 0 | 25 | 0.013 | 0 | 2.6482 | 18 | 2361.0675 | UNKN | Conduit | 18 | 1 |  | 0 | 107.6391 | 107.6391 | 0.0010764 | Estuary | 1 | FIXED | 90.4 | CC0303-3479 | 0 | 0.063538 | SUBURBS | 0 | 0 | 0 | 1 | Cond | 20 | 32.8084 | 1 | N | 0 |  | CIRC | ROAD | 0.7874 | Full | 0 | Other |  | 0.059055 | 0 | 25 | 0.013 | 0.64 | FIXED | 91.9002 | PI5300-2224 | 0 | 0 | 0 | 0 | 0 | 0 | 0 | 0 | 0 | 0 | 0 | [11 empty] | 2224.4588
0 | PI7400-85.1 |  |  | 0 | 0.059055 | 0 | 25 | 0.013 | 0 | 24.5195 | 24 | 85.147 | UNKN | Conduit | 24 | 1 |  | 0 | 107.6391 | 107.6391 | 0.0010764 | Estuary | 1 | FIXED | 23 | CC0901-1062 | 0 | 1.1744 | SUBURBS | 0 | 0 | 0 | 1 | Cond | 20 | 32.8084 | 1 | N | 0 |  | CIRC | ROAD | 0.7874 | Full | 0 | Other |  | 0.059055 | 0 | 25 | 0.013 | 0.5 | FIXED | 24 | PI7400-85 | 0 | 0 | 0 | 0 | 0 | 0 | 0 | 0 | 0 | 0 | 0 | [11 empty] | 85.1464
0 | PI6600-1738.2 |  |  | 0 | 0.059055 | 0 | 25 | 0.013 | 0 | 91.3273 | 60 | 170.8133 | UNKN | Conduit | 60 | 1 |  | 0 | 107.6391 | 107.6391 | 0.0010764 | Estuary | 0 | FIXED | 8.38 | PI6600-1567 | 0 | 0.12294 | SUBURBS | 0 | 0 | 0 | 2 | Cond | 20 | 32.8084 | 1 | N | 0 |  | CIRC | ROAD | 0.7874 | Full | 0 | Other |  | 0.059055 | 0 | 25 | 0.013 | 0.5 | FIXED | 8.59 | PI6600-1738 | 0 | 0 | 0 | 0 | 0 | 0 | 0 | 0 | 0 | 0 | 0 | [11 empty] | 170.8133
0 | PI5400-2281.1 |  |  | 0 | 0.059055 | 0 | 25 | 0.013 | 0 | 184.0856 | 60 | 54.054 | UNKN | Conduit | 60 | 1 |  | 0 | 107.6391 | 107.6391 | 0.0010764 | Estuary | 0 | FIXED | 100.09 | PI5400-2227 | 0 | 0.4995 | SUBURBS | 0 | 0 | 0 | 1 | Cond | 20 | 32.8084 | 1 | N | 0 |  | CIRC | ROAD | 0.7874 | Full | 0 | Other |  | 0.059055 | 0 | 25 | 0.013 | 0.17 | FIXED | 100.36 | PI5400-2281 | 0 | 0 | 0 | 0 | 0 | 0 | 0 | 0 | 0 | 0 | 0 | [11 empty] | 54.0532
0 | PI5400-2567.1 |  |  | 0 | 0.059055 | 0 | 25 | 0.013 | 0 | 92.3291 | 60 | 286.5029 | UNKN | Conduit | 60 | 1 |  | 0 | 107.6391 | 107.6391 | 0.0010764 | Estuary | 0 | FIXED | 100.36 | PI5400-2281 | 0 | 0.12565 | SUBURBS | 0 | 0 | 0 | 1 | Cond | 20 | 32.8084 | 1 | N | 0 |  | CIRC | ROAD | 0.7874 | Full | 0 | Other |  | 0.059055 | 0 | 25 | 0.013 | 0.17 | FIXED | 100.72 | PI5400-2567 | 0 | 0 | 0 | 0 | 0 | 0 | 0 | 0 | 0 | 0 | 0 | [11 empty] | 286.5022
0 | PI5400-2601.1 |  |  | 0 | 0.059055 | 0 | 25 | 0.013 | 0 | 89.6352 | 60 | 33.7759 | UNKN | Conduit | 60 | 1 |  | 0 | 107.6391 | 107.6391 | 0.0010764 | Estuary | 0 | FIXED | 100.72 | PI5400-2567 | 0 | 0.11843 | SUBURBS | 0 | 0 | 0 | 1 | Cond | 20 | 32.8084 | 1 | N | 0 |  | CIRC | ROAD | 0.7874 | Full | 0 | Other |  | 0.059055 | 0 | 25 | 0.013 | 0.29 | FIXED | 100.76 | PI5400-2601 | 0 | 0 | 0 | 0 | 0 | 0 | 0 | 0 | 0 | 0 | 0 | [11 empty] | 33.776
0 | PI1300-3288.1 |  |  | 0 | 0.059055 | 0 | 25 | 0.013 | 0 | 168.4612 | 66 | 294.1012 | UNKN | Conduit | 66 | 1 |  | 0 | 107.6391 | 107.6391 | 0.0010764 | Estuary | 0 | FIXED | 23.53 | PI1300-2994 | 0 | 0.25161 | SUBURBS | 0 | 0 | 0 | 1 | Cond | 20 | 32.8084 | 1 | N | 0 |  | CIRC | ROAD | 0.7874 | Full | 0 | Other |  | 0.059055 | 0 | 25 | 0.013 | 0.17 | FIXED | 24.27 | PI1300-3288 | 0 | 0 | 0 | 0 | 0 | 0 | 0 | 0 | 0 | 0 | 0 | [11 empty] | 294.1003
0 | PI1300-3388.1 |  |  | 0 | 0.059055 | 0 | 25 | 0.013 | 0 | 195.4121 | 66 | 99.9924 | UNKN | Conduit | 66 | 1 |  | 0 | 107.6391 | 107.6391 | 0.0010764 | Estuary | 0 | FIXED | 24.27 | PI1300-3288 | 0 | 0.33856 | SUBURBS | 0 | 0 | 0 | 1 | Cond | 20 | 32.8084 | 1 | N | 0 |  | CIRC | ROAD | 0.7874 | Full | 0 | Other |  | 0.059055 | 0 | 25 | 0.013 | 0.17 | FIXED | 24.6085 | PI1300-3388 | 0 | 0 | 0 | 0 | 0 | 0 | 0 | 0 | 0 | 0 | 0 | [11 empty] | 99.9922
0 | PI1300-3690.1 |  |  | 0 | 0.059055 | 0 | 25 | 0.013 | 0 | 195.4121 | 66 | 302.457 | UNKN | Conduit | 66 | 1 |  | 0 | 107.6391 | 107.6391 | 0.0010764 | Estuary | 0 | FIXED | 24.6085 | PI1300-3388 | 0 | 0.33856 | SUBURBS | 0 | 0 | 0 | 1 | Cond | 20 | 32.8084 | 1 | N | 0 |  | CIRC | ROAD | 0.7874 | Full | 0 | Other |  | 0.059055 | 0 | 25 | 0.013 | 0.17 | FIXED | 25.6325 | PI1300-3690 | 0 | 0 | 0 | 0 | 0 | 0 | 0 | 0 | 0 | 0 | 0 | [11 empty] | 302.4565
0 | PI6200-1144.1 |  |  | 0 | 0.059055 | 0 | 25 | 0.013 | 0 | 1214.7631 | 66 | 60 | UNKN | Conduit | 66 | 1 |  | 0 | 107.6391 | 107.6391 | 0.0010764 | Estuary | 1 | FIXED | 93 | CC0600-0 | 0 | 13.0833 | SUBURBS | 0 | 0 | 0 | 1 | Cond | 20 | 32.8084 | 1 | N | 0 |  | CIRC | ROAD | 0.7874 | Full | 0 | Other |  | 0.059055 | 0 | 25 | 0.013 | 0.75 | FIXED | 100.85 | PI6200-1144 | 0 | 0 | 0 | 0 | 0 | 0 | 0 | 0 | 0 | 0 | 0 | [11 empty] | 1144.203
0 | PI7707-60.1 |  |  | 0 | 0.059055 | 0 | 25 | 0.013 | 0 | 0.58225 | 6 | 59.7732 | UNKN | Conduit | 6 | 1 |  | 0 | 107.6391 | 107.6391 | 0.0010764 | Estuary | 0 | FIXED | 36.3568 | PI7700-4519 | 0 | 1.0761 | SUBURBS | 0 | 0 | 0 | 1 | Cond | 20 | 32.8084 | 1 | N | 0 |  | CIRC | ROAD | 0.7874 | Full | 0 | Other |  | 0.059055 | 0 | 25 | 0.013 | 0.5 | FIXED | 37 | PI7707-60 | 0 | 0 | 0 | 0 | 0 | 0 | 0 | 0 | 0 | 0 | 0 | [11 empty] | 59.773
0 | PI7706-47.1 |  |  | 0 | 0.059055 | 0 | 25 | 0.013 | 0 | 0.65867 | 6 | 46.7077 | UNKN | Conduit | 6 | 1 |  | 0 | 107.6391 | 107.6391 | 0.0010764 | Estuary | 0 | FIXED | 36.3568 | PI7700-4519 | 0 | 1.3771 | SUBURBS | 0 | 0 | 0 | 1 | Cond | 20 | 32.8084 | 1 | N | 0 |  | CIRC | ROAD | 0.7874 | Full | 0 | Other |  | 0.059055 | 0 | 25 | 0.013 | 0.5 | FIXED | 37 | PI7706-47 | 0 | 0 | 0 | 0 | 0 | 0 | 0 | 0 | 0 | 0 | 0 | [11 empty] | 46.708
0 | PI780701-370.1 |  |  | 0 | 0.059055 | 0 | 25 | 0.013 | 0 | 0.97779 | 6 | 41.7239 | UNKN | Conduit | 6 | 1 |  | 0 | 107.6391 | 107.6391 | 0.0010764 | Estuary | 0 | FIXED | 38.7338 | PI780701-328 | 0 | 3.0347 | SUBURBS | 0 | 0 | 0 | 1 | Cond | 20 | 32.8084 | 1 | N | 0 |  | CIRC | ROAD | 0.7874 | Full | 0 | Other |  | 0.059055 | 0 | 25 | 0.013 | 0.17 | FIXED | 40 | PI780701-370 | 0 | 0 | 0 | 0 | 0 | 0 | 0 | 0 | 0 | 0 | 0 | [11 empty] | 41.7237
0 | PI7717-63.1 |  |  | 0 | 0.059055 | 0 | 25 | 0.013 | 0 | 1.7949 | 12 | 63.0696 | UNKN | Conduit | 12 | 1 |  | 0 | 107.6391 | 107.6391 | 0.0010764 | Estuary | 0 | FIXED | 59.79 | PI7700-10687 | 0 | 0.25369 | SUBURBS | 0 | 0 | 0 | 1 | Cond | 20 | 32.8084 | 1 | N | 0 |  | CIRC | ROAD | 0.7874 | Full | 0 | Other |  | 0.059055 | 0 | 25 | 0.013 | 0.5 | FIXED | 59.95 | PI7717-63 | 0 | 0 | 0 | 0 | 0 | 0 | 0 | 0 | 0 | 0 | 0 | [11 empty] | 63.0689
0 | PI780401-255.1 |  |  | 0 | 0.059055 | 0 | 25 | 0.013 | 0 | 0.35132 | 6 | 255.242 | UNKN | Conduit | 6 | 1 |  | 0 | 107.6391 | 107.6391 | 0.0010764 | Estuary | 0 | FIXED | 32 | PI7804-754 | 0 | 0.39179 | SUBURBS | 0 | 0 | 0 | 1 | Cond | 20 | 32.8084 | 1 | N | 0 |  | CIRC | ROAD | 0.7874 | Full | 0 | Other |  | 0.059055 | 0 | 25 | 0.013 | 0.2 | FIXED | 33 | PI780401-255 | 0 | 0 | 0 | 0 | 0 | 0 | 0 | 0 | 0 | 0 | 0 | [11 empty] | 255.2476
0 | PI8601-649.1 |  |  | 0 | 0.059055 | 0 | 25 | 0.013 | 0 | 0.42953 | 6 | 337.5687 | UNKN | Conduit | 6 | 1 |  | 0 | 107.6391 | 107.6391 | 0.0010764 | Estuary | 0 | FIXED | 31.67 | PI8601-312 | 0 | 0.58561 | SUBURBS | 0 | 0 | 0 | 1 | Cond | 20 | 32.8084 | 1 | N | 0 |  | CIRC | ROAD | 0.7874 | Full | 0 | Other |  | 0.059055 | 0 | 25 | 0.013 | 0.5 | FIXED | 33.6469 | PI8601-649 | 0 | 0 | 0 | 0 | 0 | 0 | 0 | 0 | 0 | 0 | 0 | [11 empty] | 337.5676
0 | PI8500-2345.1 |  |  | 0 | 0.059055 | 0 | 25 | 0.013 | 0 | 0.58049 | 6 | 285.1968 | UNKN | Conduit | 6 | 1 |  | 0 | 107.6391 | 107.6391 | 0.0010764 | Estuary | 0 | FIXED | 32.3224 | PI8500-2059 | 0 | 1.0696 | SUBURBS | 0 | 0 | 0 | 1 | Cond | 20 | 32.8084 | 1 | N | 0 |  | CIRC | ROAD | 0.7874 | Full | 0 | Other |  | 0.059055 | 0 | 25 | 0.013 | 0.35 | FIXED | 35.3729 | PI8500-2345 | 0 | 0 | 0 | 0 | 0 | 0 | 0 | 0 | 0 | 0 | 0 | [11 empty] | 285.1971
0 | PI6500-3059.1 |  |  | 0 | 0.059055 | 0 | 25 | 0.013 | 0 | 99.1135 | 72 | 182.6156 | UNKN | Conduit | 72 | 1 |  | 0 | 107.6391 | 107.6391 | 0.0010764 | Estuary | 0 | FIXED | 4.97 | PI6500-2876 | 0 | 0.05476 | SUBURBS | 0 | 0 | 0 | 1 | Cond | 20 | 32.8084 | 1 | N | 0 |  | CIRC | ROAD | 0.7874 | Full | 0 | Other |  | 0.059055 | 0 | 25 | 0.013 | 0.17 | FIXED | 5.07 | PI6500-3059 | 0 | 0 | 0 | 0 | 0 | 0 | 0 | 0 | 0 | 0 | 0 | [11 empty] | 182.6151
0 | PI6500-2876.1 |  |  | 0 | 0.059055 | 0 | 25 | 0.013 | 0 | 58.2865 | 72 | 422.4325 | UNKN | Conduit | 72 | 1 |  | 0 | 107.6391 | 107.6391 | 0.0010764 | Estuary | 0 | FIXED | 4.89 | PI6500-2454 | 0 | 0.018938 | SUBURBS | 0 | 0 | 0 | 1 | Cond | 20 | 32.8084 | 1 | N | 0 |  | CIRC | ROAD | 0.7874 | Full | 0 | Other |  | 0.059055 | 0 | 25 | 0.013 | 0.17 | FIXED | 4.97 | PI6500-2876 | 0 | 0 | 0 | 0 | 0 | 0 | 0 | 0 | 0 | 0 | 0 | [11 empty] | 422.4321
0 | PI0800-5462.1 |  |  | 0 | 0.059055 | 0 | 25 | 0.013 | 0 | 52.7406 | 72 | 98.9333 | UNKN | Conduit | 72 | 1 |  | 0 | 107.6391 | 107.6391 | 0.0010764 | Estuary | 0 | FIXED | 13.5447 | PI0800-5363 | 0 | 0.015506 | SUBURBS | 0 | 0 | 0 | 1 | Cond | 20 | 32.8084 | 1 | N | 0 |  | CIRC | ROAD | 0.7874 | Full | 0 | Other |  | 0.059055 | 0 | 25 | 0.013 | 0.17 | FIXED | 13.56 | PI0800-5462 | 0 | 0 | 0 | 0 | 0 | 0 | 0 | 0 | 0 | 0 | 0 | [11 empty] | 98.9334
0 | PI0800-7023.1 |  |  | 0 | 0.059055 | 0 | 25 | 0.013 | 0 | 212.0768 | 72 | 137.4524 | UNKN | Conduit | 72 | 1 |  | 0 | 107.6391 | 107.6391 | 0.0010764 | Estuary | 0 | FIXED | 15.3454 | PI0800-6886 | 0 | 0.25072 | SUBURBS | 0 | 0 | 0 | 1 | Cond | 20 | 32.8084 | 1 | N | 0 |  | CIRC | ROAD | 0.7874 | Full | 0 | Other |  | 0.059055 | 0 | 25 | 0.013 | 0.17 | FIXED | 15.69 | PI0800-7023 | 0 | 0 | 0 | 0 | 0 | 0 | 0 | 0 | 0 | 0 | 0 | [11 empty] | 137.4529
0 | PI6500-1083.1 |  |  | 0 | 0.059055 | 0 | 25 | 0.013 | 0 | 93.6435 | 72 | 1309.2679 | UNKN | Conduit | 72 | 1 |  | 0 | 107.6391 | 107.6391 | 0.0010764 | Estuary | 1 | FIXED | 0.1 | PI6500-323 | 0 | 0.048882 | SUBURBS | 0 | 0 | 0 | 1 | Cond | 20 | 32.8084 | 1 | N | 0 |  | CIRC | ROAD | 0.7874 | Full | 0 | Other |  | 0.059055 | 0 | 25 | 0.013 | 0.17 | FIXED | 0.74 | PI6500-1083 | 0 | 0 | 0 | 0 | 0 | 0 | 0 | 0 | 0 | 0 | 0 | [11 empty] | 760.5032
0 | PI6600-462.1 |  |  | 0 | 0.059055 | 0 | 25 | 0.013 | 0 | 124.5773 | 72 | 462.3659 | UNKN | Conduit | 72 | 1 |  | 0 | 107.6391 | 107.6391 | 0.0010764 | Estuary | 0 | FIXED | 6.07 | PI6500-4097 | 0 | 0.086512 | SUBURBS | 0 | 0 | 0 | 1 | Cond | 20 | 32.8084 | 1 | N | 0 |  | CIRC | ROAD | 0.7874 | Full | 0 | Other |  | 0.059055 | 0 | 25 | 0.013 | 0.17 | FIXED | 6.47 | PI6600-462 | 0 | 0 | 0 | 0 | 0 | 0 | 0 | 0 | 0 | 0 | 0 | [11 empty] | 462.3654
0 | PI6500-2454.1 |  |  | 0 | 0.059055 | 0 | 25 | 0.013 | 0 | 172.775 | 72 | 450.7162 | UNKN | Conduit | 72 | 1 |  | 0 | 107.6391 | 107.6391 | 0.0010764 | Estuary | 0 | FIXED | 4.14 | PI6500-2003 | 0 | 0.1664 | SUBURBS | 0 | 0 | 0 | 1 | Cond | 20 | 32.8084 | 1 | N | 0 |  | CIRC | ROAD | 0.7874 | Full | 0 | Other |  | 0.059055 | 0 | 25 | 0.013 | 0.17 | FIXED | 4.89 | PI6500-2454 | 0 | 0 | 0 | 0 | 0 | 0 | 0 | 0 | 0 | 0 | 0 | [11 empty] | 450.715
0 | PI6500-2003.1 |  |  | 0 | 0.059055 | 0 | 25 | 0.013 | 0 | 133.9412 | 72 | 309.9825 | UNKN | Conduit | 72 | 1 |  | 0 | 107.6391 | 107.6391 | 0.0010764 | Estuary | 0 | FIXED | 3.83 | PI6500-1693 | 0 | 0.10001 | SUBURBS | 0 | 0 | 0 | 1 | Cond | 20 | 32.8084 | 1 | N | 0 |  | CIRC | ROAD | 0.7874 | Full | 0 | Other |  | 0.059055 | 0 | 25 | 0.013 | 0.17 | FIXED | 4.14 | PI6500-2003 | 0 | 0 | 0 | 0 | 0 | 0 | 0 | 0 | 0 | 0 | 0 | [11 empty] | 309.9813
0 | PI6500-3592.1 |  |  | 0 | 0.059055 | 0 | 25 | 0.013 | 0 | 51.9653 | 72 | 332.1597 | UNKN | Conduit | 72 | 1 |  | 0 | 107.6391 | 107.6391 | 0.0010764 | Estuary | 0 | FIXED | 5.57 | PI6500-3260 | 0 | 0.015053 | SUBURBS | 0 | 0 | 0 | 1 | Cond | 20 | 32.8084 | 1 | N | 0 |  | CIRC | ROAD | 0.7874 | Full | 0 | Other |  | 0.059055 | 0 | 25 | 0.013 | 0.17 | FIXED | 5.62 | PI6500-3592 | 0 | 0 | 0 | 0 | 0 | 0 | 0 | 0 | 0 | 0 | 0 | [11 empty] | 332.1591
0 | PI6500-3260.1 |  |  | 0 | 0.059055 | 0 | 25 | 0.013 | 0 | 211.2551 | 72 | 200.983 | UNKN | Conduit | 72 | 1 |  | 0 | 107.6391 | 107.6391 | 0.0010764 | Estuary | 0 | FIXED | 5.07 | PI6500-3059 | 0 | 0.24878 | SUBURBS | 0 | 0 | 0 | 1 | Cond | 20 | 32.8084 | 1 | N | 0 |  | CIRC | ROAD | 0.7874 | Full | 0 | Other |  | 0.059055 | 0 | 25 | 0.013 | 0.17 | FIXED | 5.57 | PI6500-3260 | 0 | 0 | 0 | 0 | 0 | 0 | 0 | 0 | 0 | 0 | 0 | [11 empty] | 200.9827
0 | PI6500-4097.1 |  |  | 0 | 0.059055 | 0 | 25 | 0.013 | 0 | 78.5845 | 72 | 377.6362 | UNKN | Conduit | 72 | 1 |  | 0 | 107.6391 | 107.6391 | 0.0010764 | Estuary | 0 | FIXED | 5.94 | PI6500-3719 | 0 | 0.034425 | SUBURBS | 0 | 0 | 0 | 1 | Cond | 20 | 32.8084 | 1 | N | 0 |  | CIRC | ROAD | 0.7874 | Full | 0 | Other |  | 0.059055 | 0 | 25 | 0.013 | 0.17 | FIXED | 6.07 | PI6500-4097 | 0 | 0 | 0 | 0 | 0 | 0 | 0 | 0 | 0 | 0 | 0 | [11 empty] | 377.6347
0 | PI6500-278.1 |  |  | 0 | 0.059055 | 0 | 25 | 0.013 | 0 | 48.7977 | 48 | 260 | UNKN | Conduit | 48 | 1 |  | 0 | 107.6391 | 107.6391 | 0.0010764 | Estuary | 1 | FIXED | 13.5 | CC0900-2772 | 0 | 0.11538 | SUBURBS | 0 | 0 | 0 | 1 | Cond | 20 | 32.8084 | 1 | N | 0 |  | CIRC | ROAD | 0.7874 | Full | 0 | Other |  | 0.059055 | 0 | 25 | 0.013 | 0.5 | FIXED | 13.8 | PI6500-278 | 0 | 0 | 0 | 0 | 0 | 0 | 0 | 0 | 0 | 0 | 0 | [11 empty] | 278.1663
0 | PI0800-5965.1 |  |  | 0 | 0.059055 | 0 | 25 | 0.013 | 0 | 143.1992 | 72 | 244.9518 | UNKN | Conduit | 72 | 1 |  | 0 | 107.6391 | 107.6391 | 0.0010764 | Estuary | 0 | FIXED | 13.6 | PI0800-5720 | 0 | 0.028577 | SUBURBS | 0 | 0 | 0 | 1 | Cond | 20 | 32.8084 | 2 | N | 0 |  | CIRC | ROAD | 0.7874 | Full | 0 | Other |  | 0.059055 | 0 | 25 | 0.013 | 0.17 | FIXED | 13.67 | PI0800-5965 | 0 | 0 | 0 | 0 | 0 | 0 | 0 | 0 | 0 | 0 | 0 | [11 empty] | 244.9515
0 | PI0800-6118.1 |  |  | 0 | 0.059055 | 0 | 25 | 0.013 | 0 | 59.259 | 72 | 153.2558 | UNKN | Conduit | 72 | 1 |  | 0 | 107.6391 | 107.6391 | 0.0010764 | Estuary | 0 | FIXED | 13.67 | PI0800-5965 | 0 | 0.019575 | SUBURBS | 0 | 0 | 0 | 1 | Cond | 20 | 32.8084 | 1 | N | 0 |  | CIRC | ROAD | 0.7874 | Full | 0 | Other |  | 0.059055 | 0 | 25 | 0.013 | 0.17 | FIXED | 13.7 | PI0800-6118 | 0 | 0 | 0 | 0 | 0 | 0 | 0 | 0 | 0 | 0 | 0 | [11 empty] | 153.2562
0 | PI0800-6393.1 |  |  | 0 | 0.059055 | 0 | 25 | 0.013 | 0 | 212.1378 | 72 | 275.0532 | UNKN | Conduit | 72 | 1 |  | 0 | 107.6391 | 107.6391 | 0.0010764 | Estuary | 0 | FIXED | 13.7 | PI0800-6118 | 0 | 0.25086 | SUBURBS | 0 | 0 | 0 | 1 | Cond | 20 | 32.8084 | 1 | N | 0 |  | CIRC | ROAD | 0.7874 | Full | 0 | Other |  | 0.059055 | 0 | 25 | 0.013 | 0.17 | FIXED | 14.39 | PI0800-6393 | 0 | 0 | 0 | 0 | 0 | 0 | 0 | 0 | 0 | 0 | 0 | [11 empty] | 275.0519
0 | PI0800-5132.1 |  |  | 0 | 0.059055 | 0 | 25 | 0.013 | 0 | -862.1354 | 72 | 49.9012 | UNKN | Conduit | 72 | 1 |  | 0 | 107.6391 | 107.6391 | 0.0010764 | Estuary | 0 | FIXED | 16.4546 | PI0800-5082 | 0 | -1.0358 | SUBURBS | 0 | 0 | 0 | 1 | Cond | 20 | 32.8084 | 2 | N | 0 |  | CIRC | ROAD | 0.7874 | Full | 0 | Other |  | 0.059055 | 0 | 25 | 0.013 | 0.17 | FIXED | 15.9377 | PI0800-5132 | 0 | 0 | 0 | 0 | 0 | 0 | 0 | 0 | 0 | 0 | 0 | [11 empty] | 49.9007
0 | PI0800-5262.1 |  |  | 0 | 0.059055 | 0 | 25 | 0.013 | 0 | -862.1354 | 72 | 130.4868 | UNKN | Conduit | 72 | 1 |  | 0 | 107.6391 | 107.6391 | 0.0010764 | Estuary | 0 | FIXED | 15.9377 | PI0800-5132 | 0 | -1.0358 | SUBURBS | 0 | 0 | 0 | 1 | Cond | 20 | 32.8084 | 2 | N | 0 |  | CIRC | ROAD | 0.7874 | Full | 0 | Other |  | 0.059055 | 0 | 25 | 0.013 | 0.17 | FIXED | 14.5861 | PI0800-5262 | 0 | 0 | 0 | 0 | 0 | 0 | 0 | 0 | 0 | 0 | 0 | [11 empty] | 130.4869
0 | PI0800-7526.1 |  |  | 0 | 0.059055 | 0 | 25 | 0.013 | 0 | -32.0629 | 48 | 361.3405 | UNKN | Conduit | 48 | 1 |  | 0 | 107.6391 | 107.6391 | 0.0010764 | Estuary | 0 | FIXED | 15.99 | PI0800-7165 | 0 | -0.049815 | SUBURBS | 0 | 0 | 0 | 1 | Cond | 20 | 32.8084 | 1 | N | 0 |  | CIRC | ROAD | 0.7874 | Full | 0 | Other |  | 0.059055 | 0 | 25 | 0.013 | 0.19 | FIXED | 15.81 | PI0800-7526 | 0 | 0 | 0 | 0 | 0 | 0 | 0 | 0 | 0 | 0 | 0 | [11 empty] | 361.3393
0 | PI0801-478.1 |  |  | 0 | 0.059055 | 0 | 25 | 0.013 | 0 | 114.6685 | 72 | 477.5111 | UNKN | Conduit | 72 | 1 |  | 0 | 107.6391 | 107.6391 | 0.0010764 | Estuary | 0 | FIXED | 11.19 | PI0800-2168 | 0 | 0.073297 | SUBURBS | 0 | 0 | 0 | 1 | Cond | 20 | 32.8084 | 1 | N | 0 |  | CIRC | ROAD | 0.7874 | Full | 0 | Other |  | 0.059055 | 0 | 25 | 0.013 | 0.46 | FIXED | 11.54 | PI0801-478 | 0 | 0 | 0 | 0 | 0 | 0 | 0 | 0 | 0 | 0 | 0 | [11 empty] | 477.51
0 | PI6600-498.1 |  |  | 0 | 0.059055 | 0 | 25 | 0.013 | 0 | 264.1457 | 72 | 35.9952 | UNKN | Conduit | 72 | 1 |  | 0 | 107.6391 | 107.6391 | 0.0010764 | Estuary | 0 | FIXED | 6.47 | PI6600-462 | 0 | 0.38894 | SUBURBS | 0 | 0 | 0 | 1 | Cond | 20 | 32.8084 | 1 | N | 0 |  | CIRC | ROAD | 0.7874 | Full | 0 | Other |  | 0.059055 | 0 | 25 | 0.013 | 0.83 | FIXED | 6.61 | PI6600-498 | 0 | 0 | 0 | 0 | 0 | 0 | 0 | 0 | 0 | 0 | 0 | [11 empty] | 35.9952
0 | PI0800-2656.1 |  |  | 0 | 0.059055 | 0 | 25 | 0.013 | 0 | 211.9051 | 72 | 487.3946 | UNKN | Conduit | 72 | 1 |  | 0 | 107.6391 | 107.6391 | 0.0010764 | Estuary | 0 | FIXED | 11.19 | PI0800-2168 | 0 | 0.25031 | SUBURBS | 0 | 0 | 0 | 1 | Cond | 20 | 32.8084 | 1 | N | 0 |  | CIRC | ROAD | 0.7874 | Full | 0 | Other |  | 0.059055 | 0 | 25 | 0.013 | 0.19 | FIXED | 12.41 | PI0800-2656 | 0 | 0 | 0 | 0 | 0 | 0 | 0 | 0 | 0 | 0 | 0 | [11 empty] | 487.3942
0 | PI0800-2997.1 |  |  | 0 | 0.059055 | 0 | 25 | 0.013 | 0 | 211.4123 | 72 | 341.1631 | UNKN | Conduit | 72 | 1 |  | 0 | 107.6391 | 107.6391 | 0.0010764 | Estuary | 0 | FIXED | 12.41 | PI0800-2656 | 0 | 0.24915 | SUBURBS | 0 | 0 | 0 | 1 | Cond | 20 | 32.8084 | 1 | N | 0 |  | CIRC | ROAD | 0.7874 | Full | 0 | Other |  | 0.059055 | 0 | 25 | 0.013 | 0.19 | FIXED | 13.26 | PI0800-2997 | 0 | 0 | 0 | 0 | 0 | 0 | 0 | 0 | 0 | 0 | 0 | [11 empty] | 341.1622
0 | PI0800-1728.1 |  |  | 0 | 0.059055 | 0 | 25 | 0.013 | 0 | 211.1576 | 72 | 341.9869 | UNKN | Conduit | 72 | 1 |  | 0 | 107.6391 | 107.6391 | 0.0010764 | Estuary | 0 | FIXED | 10.6 | PI0800-1386 | 0 | 0.24855 | SUBURBS | 0 | 0 | 0 | 1 | Cond | 20 | 32.8084 | 1 | N | 0 |  | CIRC | ROAD | 0.7874 | Full | 0 | Other |  | 0.059055 | 0 | 25 | 0.013 | 0.17 | FIXED | 11.45 | PI0800-1728 | 0 | 0 | 0 | 0 | 0 | 0 | 0 | 0 | 0 | 0 | 0 | [11 empty] | 341.9866
0 | PI0800-1906.1 |  |  | 0 | 0.059055 | 0 | 25 | 0.013 | 0 | -302.5942 | 72 | 177.8969 | UNKN | Conduit | 72 | 1 |  | 0 | 107.6391 | 107.6391 | 0.0010764 | Estuary | 0 | FIXED | 11.45 | PI0800-1728 | 0 | -0.51041 | SUBURBS | 0 | 0 | 0 | 1 | Cond | 20 | 32.8084 | 1 | N | 0 |  | CIRC | ROAD | 0.7874 | Full | 0 | Other |  | 0.059055 | 0 | 25 | 0.013 | 0.18 | FIXED | 10.542 | PI0800-1906 | 0 | 0 | 0 | 0 | 0 | 0 | 0 | 0 | 0 | 0 | 0 | [11 empty] | 177.8959
0 | PI0800-2168.1 |  |  | 0 | 0.059055 | 0 | 25 | 0.013 | 0 | 210.6415 | 72 | 262.1301 | UNKN | Conduit | 72 | 1 |  | 0 | 107.6391 | 107.6391 | 0.0010764 | Estuary | 0 | FIXED | 10.5417 | PI0800-1906 | 0 | 0.24733 | SUBURBS | 0 | 0 | 0 | 1 | Cond | 20 | 32.8084 | 1 | N | 0 |  | CIRC | ROAD | 0.7874 | Full | 0 | Other |  | 0.059055 | 0 | 25 | 0.013 | 0.17 | FIXED | 11.19 | PI0800-2168 | 0 | 0 | 0 | 0 | 0 | 0 | 0 | 0 | 0 | 0 | 0 | [11 empty] | 262.1296
0 | PI0800-1386.1 |  |  | 0 | 0.059055 | 0 | 25 | 0.013 | 0 | 118.8667 | 72 | 418.9838 | UNKN | Conduit | 72 | 1 |  | 0 | 107.6391 | 107.6391 | 0.0010764 | Estuary | 0 | FIXED | 10.27 | PI0800-967 | 0 | 0.078762 | SUBURBS | 0 | 0 | 0 | 1 | Cond | 20 | 32.8084 | 1 | N | 0 |  | CIRC | ROAD | 0.7874 | Full | 0 | Other |  | 0.059055 | 0 | 25 | 0.013 | 0.17 | FIXED | 10.6 | PI0800-1386 | 0 | 0 | 0 | 0 | 0 | 0 | 0 | 0 | 0 | 0 | 0 | [11 empty] | 418.9833
0 | PI0800-634.1 |  |  | 0 | 0.059055 | 0 | 25 | 0.013 | 0 | 113.2 | 72 | 97.9961 | UNKN | Conduit | 72 | 1 |  | 0 | 107.6391 | 107.6391 | 0.0010764 | Estuary | 0 | FIXED | 9.93 | PI0800-536 | 0 | 0.071431 | SUBURBS | 0 | 0 | 0 | 1 | Cond | 20 | 32.8084 | 1 | N | 0 |  | CIRC | ROAD | 0.7874 | Full | 0 | Other |  | 0.059055 | 0 | 25 | 0.013 | 0.17 | FIXED | 10 | PI0800-634 | 0 | 0 | 0 | 0 | 0 | 0 | 0 | 0 | 0 | 0 | 0 | [11 empty] | 97.9962
0 | PI0800-827.1 |  |  | 0 | 0.059055 | 0 | 25 | 0.013 | 0 | 211.2283 | 72 | 192.9927 | UNKN | Conduit | 72 | 1 |  | 0 | 107.6391 | 107.6391 | 0.0010764 | Estuary | 0 | FIXED | 10 | PI0800-634 | 0 | 0.24871 | SUBURBS | 0 | 0 | 0 | 1 | Cond | 20 | 32.8084 | 1 | N | 0 |  | CIRC | ROAD | 0.7874 | Full | 0 | Other |  | 0.059055 | 0 | 25 | 0.013 | 0.17 | FIXED | 10.48 | PI0800-827 | 0 | 0 | 0 | 0 | 0 | 0 | 0 | 0 | 0 | 0 | 0 | [11 empty] | 192.9923
0 | PI0800-967.1 |  |  | 0 | 0.059055 | 0 | 25 | 0.013 | 0 | -164.0423 | 72 | 139.9946 | UNKN | Conduit | 72 | 1 |  | 0 | 107.6391 | 107.6391 | 0.0010764 | Estuary | 0 | FIXED | 10.48 | PI0800-827 | 0 | -0.15001 | SUBURBS | 0 | 0 | 0 | 1 | Cond | 20 | 32.8084 | 1 | N | 0 |  | CIRC | ROAD | 0.7874 | Full | 0 | Other |  | 0.059055 | 0 | 25 | 0.013 | 0.17 | FIXED | 10.27 | PI0800-967 | 0 | 0 | 0 | 0 | 0 | 0 | 0 | 0 | 0 | 0 | 0 | [11 empty] | 139.9941
0 | PI0800-536.1 |  |  | 0 | 0.059055 | 0 | 25 | 0.013 | 0 | 113.2 | 72 | 521.7442 | UNKN | Conduit | 72 | 1 |  | 0 | 107.6391 | 107.6391 | 0.0010764 | Estuary | 1 | FIXED | 9.5573 | Reach_A_US | 0 | 0.071431 | SUBURBS | 0 | 0 | 0 | 1 | Cond | 20 | 32.8084 | 1 | N | 0 |  | CIRC | ROAD | 0.7874 | Full | 0 | Other |  | 0.059055 | 0 | 25 | 0.013 | 0.18 | FIXED | 9.93 | PI0800-536 | 0 | 0 | 0 | 0 | 0 | 0 | 0 | 0 | 0 | 0 | 0 | [11 empty] | 539.6274
0 | PI0800-4962.1 |  |  | 0 | 0.059055 | 0 | 25 | 0.013 | 0 | 214.3677 | 72 | 58.5566 | UNKN | Conduit | 72 | 1 |  | 0 | 107.6391 | 107.6391 | 0.0010764 | Estuary | 0 | FIXED | 14.03 | PI0801-2821 | 0 | 0.25616 | SUBURBS | 0 | 0 | 0 | 1 | Cond | 20 | 32.8084 | 1 | N | 0 |  | CIRC | ROAD | 0.7874 | Full | 0 | Other |  | 0.059055 | 0 | 25 | 0.013 | 0.17 | FIXED | 14.18 | PI0800-4962 | 0 | 0 | 0 | 0 | 0 | 0 | 0 | 0 | 0 | 0 | 0 | [11 empty] | 58.556
0 | PI0801-1501.1 |  |  | 0 | 0.059055 | 0 | 25 | 0.013 | 0 | 90.5645 | 72 | 984.2376 | UNKN | Conduit | 72 | 1 |  | 0 | 107.6391 | 107.6391 | 0.0010764 | Estuary | 0 | FIXED | 11.67 | PI0801-517 | 0 | 0.045721 | SUBURBS | 0 | 0 | 0 | 1 | Cond | 20 | 32.8084 | 1 | N | 0 |  | CIRC | ROAD | 0.7874 | Full | 0 | Other |  | 0.059055 | 0 | 25 | 0.013 | 0.17 | FIXED | 12.12 | PI0801-1501 | 0 | 0 | 0 | 0 | 0 | 0 | 0 | 0 | 0 | 0 | 0 | [11 empty] | 984.2351
0 | PI0800-5082.1 |  |  | 0 | 0.059055 | 0 | 25 | 0.013 | 0 | -862.1354 | 72 | 120.2307 | UNKN | Conduit | 72 | 1 |  | 0 | 107.6391 | 107.6391 | 0.0010764 | Estuary | 0 | FIXED | 17.7 | PI0800-4962 | 0 | -1.0358 | SUBURBS | 0 | 0 | 0 | 1 | Cond | 20 | 32.8084 | 2 | N | 0 |  | CIRC | ROAD | 0.7874 | Full | 0 | Other |  | 0.059055 | 0 | 25 | 0.013 | 0.19 | FIXED | 16.4546 | PI0800-5082 | 0 | 0 | 0 | 0 | 0 | 0 | 0 | 0 | 0 | 0 | 0 | [11 empty] | 120.2307
0 | PI0800-4962.2 |  |  | 0 | 0.059055 | 0 | 25 | 0.013 | 0 | 200.4295 | 72 | 178.6242 | UNKN | Conduit | 72 | 1 |  | 0 | 107.6391 | 107.6391 | 0.0010764 | Estuary | 0 | FIXED | 17.3 | PI0800-4783 | 0 | 0.22393 | SUBURBS | 0 | 0 | 0 | 2 | Cond | 20 | 32.8084 | 1 | N | 0 |  | CIRC | ROAD | 0.7874 | Full | 0 | Other |  | 0.059055 | 0 | 25 | 0.013 | 0.5 | FIXED | 17.7 | PI0800-4962 | 0 | 0 | 0 | 0 | 0 | 0 | 0 | 0 | 0 | 0 | 0 | [11 empty] | 178.6241
0 | PI0801-2821.1 |  |  | 0 | 0.059055 | 0 | 25 | 0.013 | 0 | 211.8873 | 72 | 551.4078 | UNKN | Conduit | 72 | 1 |  | 0 | 107.6391 | 107.6391 | 0.0010764 | Estuary | 0 | FIXED | 12.65 | PI0801-2270 | 0 | 0.25027 | SUBURBS | 0 | 0 | 0 | 1 | Cond | 20 | 32.8084 | 1 | N | 0 |  | CIRC | ROAD | 0.7874 | Full | 0 | Other |  | 0.059055 | 0 | 25 | 0.013 | 0.75 | FIXED | 14.03 | PI0801-2821 | 0 | 0 | 0 | 0 | 0 | 0 | 0 | 0 | 0 | 0 | 0 | [11 empty] | 551.4071
0 | PI0800-4783.1 |  |  | 0 | 0.059055 | 0 | 25 | 0.013 | 0 | 128.7738 | 72 | 43.2722 | UNKN | Conduit | 72 | 1 |  | 0 | 107.6391 | 107.6391 | 0.0010764 | Estuary | 0 | FIXED | 17 | PI0800-4740 | 0 | 0.092438 | SUBURBS | 0 | 0 | 0 | 1 | Cond | 20 | 32.8084 | 1 | N | 0 |  | CIRC | ROAD | 0.7874 | Full | 0 | Other |  | 0.059055 | 0 | 25 | 0.013 | 0.2 | FIXED | 17.04 | PI0800-4783 | 0 | 0 | 0 | 0 | 0 | 0 | 0 | 0 | 0 | 0 | 0 | [11 empty] | 43.2722
0 | PI0800-3641.1 |  |  | 0 | 0.059055 | 0 | 25 | 0.013 | 0 | 257.7846 | 72 | 643.9173 | UNKN | Conduit | 72 | 1 |  | 0 | 107.6391 | 107.6391 | 0.0010764 | Estuary | 0 | FIXED | 13.26 | PI0800-2997 | 0 | 0.37043 | SUBURBS | 0 | 0 | 0 | 1 | Cond | 20 | 32.8084 | 1 | N | 0 |  | CIRC | ROAD | 0.7874 | Full | 0 | Other |  | 0.059055 | 0 | 25 | 0.013 | 0.17 | FIXED | 15.6453 | PI0800-3641 | 0 | 0 | 0 | 0 | 0 | 0 | 0 | 0 | 0 | 0 | 0 | [11 empty] | 643.916
0 | PI0800-3920.1 |  |  | 0 | 0.059055 | 0 | 25 | 0.013 | 0 | 257.7846 | 72 | 278.9864 | UNKN | Conduit | 72 | 1 |  | 0 | 107.6391 | 107.6391 | 0.0010764 | Estuary | 0 | FIXED | 15.6453 | PI0800-3641 | 0 | 0.37043 | SUBURBS | 0 | 0 | 0 | 1 | Cond | 20 | 32.8084 | 1 | N | 0 |  | CIRC | ROAD | 0.7874 | Full | 0 | Other |  | 0.059055 | 0 | 25 | 0.013 | 0.17 | FIXED | 16.6787 | PI0800-3920 | 0 | 0 | 0 | 0 | 0 | 0 | 0 | 0 | 0 | 0 | 0 | [11 empty] | 278.9857
0 | PI0800-4740.1 |  |  | 0 | 0.059055 | 0 | 25 | 0.013 | 0 | 83.843 | 72 | 819.8283 | UNKN | Conduit | 72 | 1 |  | 0 | 107.6391 | 107.6391 | 0.0010764 | Estuary | 0 | FIXED | 16.6787 | PI0800-3920 | 0 | 0.039186 | SUBURBS | 0 | 0 | 0 | 1 | Cond | 20 | 32.8084 | 1 | N | 0 |  | CIRC | ROAD | 0.7874 | Full | 0 | Other |  | 0.059055 | 0 | 25 | 0.013 | 0.21 | FIXED | 17 | PI0800-4740 | 0 | 0 | 0 | 0 | 0 | 0 | 0 | 0 | 0 | 0 | 0 | [11 empty] | 819.8266
0 | PI0801-1780.1 |  |  | 0 | 0.059055 | 0 | 25 | 0.013 | 0 | 110.5331 | 72 | 278.9795 | UNKN | Conduit | 72 | 1 |  | 0 | 107.6391 | 107.6391 | 0.0010764 | Estuary | 0 | FIXED | 12.12 | PI0801-1501 | 0 | 0.068105 | SUBURBS | 0 | 0 | 0 | 1 | Cond | 20 | 32.8084 | 1 | N | 0 |  | CIRC | ROAD | 0.7874 | Full | 0 | Other |  | 0.059055 | 0 | 25 | 0.013 | 0.17 | FIXED | 12.31 | PI0801-1780 | 0 | 0 | 0 | 0 | 0 | 0 | 0 | 0 | 0 | 0 | 0 | [11 empty] | 278.9791
0 | PI0801-2270.1 |  |  | 0 | 0.059055 | 0 | 25 | 0.013 | 0 | 111.573 | 72 | 489.964 | UNKN | Conduit | 72 | 1 |  | 0 | 107.6391 | 107.6391 | 0.0010764 | Estuary | 0 | FIXED | 12.31 | PI0801-1780 | 0 | 0.069393 | SUBURBS | 0 | 0 | 0 | 1 | Cond | 20 | 32.8084 | 1 | N | 0 |  | CIRC | ROAD | 0.7874 | Full | 0 | Other |  | 0.059055 | 0 | 25 | 0.013 | 0.17 | FIXED | 12.65 | PI0801-2270 | 0 | 0 | 0 | 0 | 0 | 0 | 0 | 0 | 0 | 0 | 0 | [11 empty] | 489.9631
0 | PI0800-7771.1 |  |  | 0 | 0.059055 | 0 | 25 | 0.013 | 0 | 71.6717 | 48 | 245.0671 | UNKN | Conduit | 48 | 1 |  | 0 | 107.6391 | 107.6391 | 0.0010764 | Estuary | 0 | FIXED | 15.81 | PI0800-7526 | 0 | 0.24891 | SUBURBS | 0 | 0 | 0 | 1 | Cond | 20 | 32.8084 | 1 | N | 0 |  | CIRC | ROAD | 0.7874 | Full | 0 | Other |  | 0.059055 | 0 | 25 | 0.013 | 0.18 | FIXED | 16.42 | PI0800-7771 | 0 | 0 | 0 | 0 | 0 | 0 | 0 | 0 | 0 | 0 | 0 | [11 empty] | 245.0671
0 | PI0800-6710.1 |  |  | 0 | 0.059055 | 0 | 25 | 0.013 | 0 | 212.3878 | 72 | 286.3368 | UNKN | Conduit | 72 | 1 |  | 0 | 107.6391 | 107.6391 | 0.0010764 | Estuary | 0 | FIXED | 13.79 | PI0800-6424 | 0 | 0.25145 | SUBURBS | 0 | 0 | 0 | 1 | Cond | 20 | 32.8084 | 1 | N | 0 |  | CIRC | ROAD | 0.7874 | Full | 0 | Other |  | 0.059055 | 0 | 25 | 0.013 | 0.17 | FIXED | 14.51 | PI0800-6710 | 0 | 0 | 0 | 0 | 0 | 0 | 0 | 0 | 0 | 0 | 0 | [11 empty] | 286.3361
0 | PI0800-5720.1 |  |  | 0 | 0.059055 | 0 | 25 | 0.013 | 0 | 52.7406 | 72 | 257.973 | UNKN | Conduit | 72 | 1 |  | 0 | 107.6391 | 107.6391 | 0.0010764 | Estuary | 0 | FIXED | 13.56 | PI0800-5462 | 0 | 0.015506 | SUBURBS | 0 | 0 | 0 | 1 | Cond | 20 | 32.8084 | 1 | N | 0 |  | CIRC | ROAD | 0.7874 | Full | 0 | Other |  | 0.059055 | 0 | 25 | 0.013 | 0.17 | FIXED | 13.6 | PI0800-5720 | 0 | 0 | 0 | 0 | 0 | 0 | 0 | 0 | 0 | 0 | 0 | [11 empty] | 257.9717
0 | PI7818-457.1 |  |  | 0 | 0.059055 | 0 | 25 | 0.013 | 0 | 0.45211 | 8 | 457.3586 | UNKN | Conduit | 8 | 1 |  | 0 | 107.6391 | 107.6391 | 0.0010764 | Estuary | 0 | FIXED | 44.3601 | PI7800-8992 | 0 | 0.1399 | SUBURBS | 0 | 0 | 0 | 1 | Cond | 20 | 32.8084 | 1 | N | 0 |  | CIRC | ROAD | 0.7874 | Full | 0 | Other |  | 0.059055 | 0 | 25 | 0.013 | 0.49 | FIXED | 45 | PI7818-457 | 0 | 0 | 0 | 0 | 0 | 0 | 0 | 0 | 0 | 0 | 0 | [11 empty] | 457.3581
0 | PI7815-463.1 |  |  | 0 | 0.059055 | 0 | 25 | 0.013 | 0 | 0.60507 | 8 | 462.9902 | UNKN | Conduit | 8 | 1 |  | 0 | 107.6391 | 107.6391 | 0.0010764 | Estuary | 0 | FIXED | 43.2 | PI7800-8622 | 0 | 0.25058 | SUBURBS | 0 | 0 | 0 | 1 | Cond | 20 | 32.8084 | 1 | N | 0 |  | CIRC | ROAD | 0.7874 | Full | 0 | Other |  | 0.059055 | 0 | 25 | 0.013 | 0.66 | FIXED | 44.3601 | PI7815-463 | 0 | 0 | 0 | 0 | 0 | 0 | 0 | 0 | 0 | 0 | 0 | [11 empty] | 462.9901
0 | PI7901-778.1 |  |  | 0 | 0.059055 | 0 | 25 | 0.013 | 0 | 0.69386 | 8 | 503.7639 | UNKN | Conduit | 8 | 1 |  | 0 | 107.6391 | 107.6391 | 0.0010764 | Estuary | 0 | FIXED | 40.59 | PI7901-274 | 0 | 0.32952 | SUBURBS | 0 | 0 | 0 | 1 | Cond | 20 | 32.8084 | 1 | N | 0 |  | CIRC | ROAD | 0.7874 | Full | 0 | Other |  | 0.059055 | 0 | 25 | 0.013 | 0.5 | FIXED | 42.25 | PI7901-778 | 0 | 0 | 0 | 0 | 0 | 0 | 0 | 0 | 0 | 0 | 0 | [11 empty] | 503.7623
0 | PI8008-889.1 |  |  | 0 | 0.059055 | 0 | 25 | 0.013 | 0 | 1.4895 | 8 | 221.0681 | UNKN | Conduit | 8 | 1 |  | 0 | 107.6391 | 107.6391 | 0.0010764 | Estuary | 0 | FIXED | 50.3589 | PI8008-668 | 0 | 1.5186 | SUBURBS | 0 | 0 | 0 | 1 | Cond | 20 | 32.8084 | 1 | N | 0 |  | CIRC | ROAD | 0.7874 | Full | 0 | Other |  | 0.059055 | 0 | 25 | 0.013 | 0.38 | FIXED | 53.7161 | PI8008-889 | 0 | 0 | 0 | 0 | 0 | 0 | 0 | 0 | 0 | 0 | 0 | [11 empty] | 221.0671
0 | PI780701-328.1 |  |  | 0 | 0.059055 | 0 | 25 | 0.013 | 0 | 0.89166 | 8 | 327.805 | UNKN | Conduit | 8 | 1 |  | 0 | 107.6391 | 107.6391 | 0.0010764 | Estuary | 0 | FIXED | 36.95 | PI7807-748 | 0 | 0.54416 | SUBURBS | 0 | 0 | 0 | 1 | Cond | 20 | 32.8084 | 1 | N | 0 |  | CIRC | ROAD | 0.7874 | Full | 0 | Other |  | 0.059055 | 0 | 25 | 0.013 | 0.62 | FIXED | 38.7338 | PI780701-328 | 0 | 0 | 0 | 0 | 0 | 0 | 0 | 0 | 0 | 0 | 0 | [11 empty] | 327.8042
0 | PI7901-274.1 |  |  | 0 | 0.059055 | 0 | 25 | 0.013 | 0 | 0.6962 | 8 | 274.3104 | UNKN | Conduit | 8 | 1 |  | 0 | 107.6391 | 107.6391 | 0.0010764 | Estuary | 0 | FIXED | 39.68 | PI7809-649 | 0 | 0.33174 | SUBURBS | 0 | 0 | 0 | 1 | Cond | 20 | 32.8084 | 1 | N | 0 |  | CIRC | ROAD | 0.7874 | Full | 0 | Other |  | 0.059055 | 0 | 25 | 0.013 | 0.17 | FIXED | 40.59 | PI7901-274 | 0 | 0 | 0 | 0 | 0 | 0 | 0 | 0 | 0 | 0 | 0 | [11 empty] | 274.3107
0 | PI8601-709.1 |  |  | 0 | 0.059055 | 0 | 25 | 0.013 | 0 | 0.92499 | 8 | 60.3041 | UNKN | Conduit | 8 | 1 |  | 0 | 107.6391 | 107.6391 | 0.0010764 | Estuary | 0 | FIXED | 33.6469 | PI8601-649 | 0 | 0.58561 | SUBURBS | 0 | 0 | 0 | 1 | Cond | 20 | 32.8084 | 1 | N | 0 |  | CIRC | ROAD | 0.7874 | Full | 0 | Other |  | 0.059055 | 0 | 25 | 0.013 | 0.5 | FIXED | 34 | PI8601-709 | 0 | 0 | 0 | 0 | 0 | 0 | 0 | 0 | 0 | 0 | 0 | [11 empty] | 60.3048
0 | PI5800-10045.1 |  |  | 0 | 0.059055 | 0 | 25 | 0.013 | 0 | 20.7814 | 24 | 535.7761 | UNKN | Conduit | 24 | 1 |  | 0 | 107.6391 | 107.6391 | 0.0010764 | Estuary | 0 | FIXED | 84.37 | PI5800-9509 | 0 | 0.84364 | SUBURBS | 0 | 0 | 0 | 1 | Cond | 20 | 32.8084 | 1 | N | 0 |  | CIRC | ROAD | 0.7874 | Full | 0 | Other |  | 0.059055 | 0 | 25 | 0.013 | 0.5 | FIXED | 88.89 | PI5800-10045 | 0 | 0 | 0 | 0 | 0 | 0 | 0 | 0 | 0 | 0 | 0 | [11 empty] | 535.7752
0 | PI8414-45.1 |  |  | 0 | 0.059055 | 0 | 25 | 0.013 | 0 | 0.69744 | 8 | 45.0556 | UNKN | Conduit | 8 | 1 |  | 0 | 107.6391 | 107.6391 | 0.0010764 | Estuary | 0 | FIXED | 34.39 | PI8400-4081 | 0 | 0.33292 | SUBURBS | 0 | 0 | 0 | 1 | Cond | 20 | 32.8084 | 1 | N | 0 |  | CIRC | ROAD | 0.7874 | Full | 0 | Other |  | 0.059055 | 0 | 25 | 0.013 | 0.5 | FIXED | 34.54 | PI8414-45 | 0 | 0 | 0 | 0 | 0 | 0 | 0 | 0 | 0 | 0 | 0 | [11 empty] | 45.0559
0 | PI7700-10545.1 |  |  | 0 | 0.059055 | 0 | 25 | 0.013 | 0 | 20.0561 | 24 | 120.3487 | UNKN | Conduit | 24 | 1 |  | 0 | 107.6391 | 107.6391 | 0.0010764 | Estuary | 0 | FIXED | 58.8443 | PI7700-10567 | 0 | 0.78578 | SUBURBS | 0 | 0 | 0 | 1 | Cond | 20 | 32.8084 | 1 | N | 0 |  | CIRC | ROAD | 0.7874 | Full | 0 | Other |  | 0.059055 | 0 | 25 | 0.013 | 0.72 | FIXED | 59.79 | PI7700-10545 | 0 | 0 | 0 | 0 | 0 | 0 | 0 | 0 | 0 | 0 | 0 | [11 empty] | 120.3487
0 | PI790101-302.1 |  |  | 0 | 0.059055 | 0 | 25 | 0.013 | 0 | 0.69551 | 8 | 302.0379 | UNKN | Conduit | 8 | 1 |  | 0 | 107.6391 | 107.6391 | 0.0010764 | Estuary | 0 | FIXED | 40.59 | PI7901-274 | 0 | 0.33108 | SUBURBS | 0 | 0 | 0 | 1 | Cond | 20 | 32.8084 | 1 | N | 0 |  | CIRC | ROAD | 0.7874 | Full | 0 | Other |  | 0.059055 | 0 | 25 | 0.013 | 0.5 | FIXED | 41.59 | PI790101-302 | 0 | 0 | 0 | 0 | 0 | 0 | 0 | 0 | 0 | 0 | 0 | [11 empty] | 302.0372
0 | PI7901-1072.1 |  |  | 0 | 0.059055 | 0 | 25 | 0.013 | 0 | 1.6697 | 8 | 294.1477 | UNKN | Conduit | 8 | 1 |  | 0 | 107.6391 | 107.6391 | 0.0010764 | Estuary | 0 | FIXED | 42.25 | PI7901-778 | 0 | 1.9083 | SUBURBS | 0 | 0 | 0 | 1 | Cond | 20 | 32.8084 | 1 | N | 0 |  | CIRC | ROAD | 0.7874 | Full | 0 | Other |  | 0.059055 | 0 | 25 | 0.013 | 0.39 | FIXED | 47.8631 | PI7901-1072 | 0 | 0 | 0 | 0 | 0 | 0 | 0 | 0 | 0 | 0 | 0 | [11 empty] | 294.1467
0 | PI790102-225.1 |  |  | 0 | 0.059055 | 0 | 25 | 0.013 | 0 | 0.69386 | 8 | 225.202 | UNKN | Conduit | 8 | 1 |  | 0 | 107.6391 | 107.6391 | 0.0010764 | Estuary | 0 | FIXED | 43.2579 | PI7901-778 | 0 | 0.32952 | SUBURBS | 0 | 0 | 0 | 1 | Cond | 20 | 32.8084 | 1 | N | 0 |  | CIRC | ROAD | 0.7874 | Full | 0 | Other |  | 0.059055 | 0 | 25 | 0.013 | 0.61 | FIXED | 44 | PI790102-225 | 0 | 0 | 0 | 0 | 0 | 0 | 0 | 0 | 0 | 0 | 0 | [11 empty] | 225.2018
0 | PI8600-2647.1 |  |  | 0 | 0.059055 | 0 | 25 | 0.013 | 0 | 2.4577 | 12 | 503.9838 | UNKN | Conduit | 12 | 1 |  | 0 | 107.6391 | 107.6391 | 0.0010764 | Estuary | 0 | FIXED | 37.6028 | PI8600-2143 | 0 | 0.47566 | SUBURBS | 0 | 0 | 0 | 1 | Cond | 20 | 32.8084 | 1 | N | 0 |  | CIRC | ROAD | 0.7874 | Full | 0 | Other |  | 0.059055 | 0 | 25 | 0.013 | 0.5 | FIXED | 40 | PI8600-2647 | 0 | 0 | 0 | 0 | 0 | 0 | 0 | 0 | 0 | 0 | 0 | [11 empty] | 503.9835
0 | PI8601-312.1 |  |  | 0 | 0.059055 | 0 | 25 | 0.013 | 0 | 0.69503 | 8 | 311.5276 | UNKN | Conduit | 8 | 1 |  | 0 | 107.6391 | 107.6391 | 0.0010764 | Estuary | 0 | FIXED | 30.64 | PI8600-460 | 0 | 0.33063 | SUBURBS | 0 | 0 | 0 | 1 | Cond | 20 | 32.8084 | 1 | N | 0 |  | CIRC | ROAD | 0.7874 | Full | 0 | Other |  | 0.059055 | 0 | 25 | 0.013 | 0.25 | FIXED | 31.67 | PI8601-312 | 0 | 0 | 0 | 0 | 0 | 0 | 0 | 0 | 0 | 0 | 0 | [11 empty] | 311.527
0 | PI8700-2099.1 |  |  | 0 | 0.059055 | 0 | 25 | 0.013 | 0 | 0.97199 | 8 | 241.6596 | UNKN | Conduit | 8 | 1 |  | 0 | 107.6391 | 107.6391 | 0.0010764 | Estuary | 0 | FIXED | 28.0879 | PI8700-1858 | 0 | 0.64663 | SUBURBS | 0 | 0 | 0 | 1 | Cond | 20 | 32.8084 | 1 | N | 0 |  | CIRC | ROAD | 0.7874 | Full | 0 | Other |  | 0.059055 | 0 | 25 | 0.013 | 0.83 | FIXED | 29.6505 | PI8700-2099 | 0 | 0 | 0 | 0 | 0 | 0 | 0 | 0 | 0 | 0 | 0 | [11 empty] | 241.659
0 | PI8700-1858.1 |  |  | 0 | 0.059055 | 0 | 25 | 0.013 | 0 | 0.97199 | 8 | 244.0143 | UNKN | Conduit | 8 | 1 |  | 0 | 107.6391 | 107.6391 | 0.0010764 | Estuary | 0 | FIXED | 26.51 | PI8700-1614 | 0 | 0.64663 | SUBURBS | 0 | 0 | 0 | 1 | Cond | 20 | 32.8084 | 1 | N | 0 |  | CIRC | ROAD | 0.7874 | Full | 0 | Other |  | 0.059055 | 0 | 25 | 0.013 | 0.17 | FIXED | 28.0879 | PI8700-1858 | 0 | 0 | 0 | 0 | 0 | 0 | 0 | 0 | 0 | 0 | 0 | [11 empty] | 244.014
0 | PI8700-1614.1 |  |  | 0 | 0.059055 | 0 | 25 | 0.013 | 0 | 0.69641 | 8 | 247.0304 | UNKN | Conduit | 8 | 1 |  | 0 | 107.6391 | 107.6391 | 0.0010764 | Estuary | 0 | FIXED | 25.69 | PI8700-1367 | 0 | 0.33194 | SUBURBS | 0 | 0 | 0 | 1 | Cond | 20 | 32.8084 | 1 | N | 0 |  | CIRC | ROAD | 0.7874 | Full | 0 | Other |  | 0.059055 | 0 | 25 | 0.013 | 0.17 | FIXED | 26.51 | PI8700-1614 | 0 | 0 | 0 | 0 | 0 | 0 | 0 | 0 | 0 | 0 | 0 | [11 empty] | 247.03
0 | PI8700-1367.1 |  |  | 0 | 0.059055 | 0 | 25 | 0.013 | 0 | 0.69371 | 8 | 425.053 | UNKN | Conduit | 8 | 1 |  | 0 | 107.6391 | 107.6391 | 0.0010764 | Estuary | 0 | FIXED | 24.29 | PI8700-942 | 0 | 0.32937 | SUBURBS | 0 | 0 | 0 | 1 | Cond | 20 | 32.8084 | 1 | N | 0 |  | CIRC | ROAD | 0.7874 | Full | 0 | Other |  | 0.059055 | 0 | 25 | 0.013 | 0.17 | FIXED | 25.69 | PI8700-1367 | 0 | 0 | 0 | 0 | 0 | 0 | 0 | 0 | 0 | 0 | 0 | [11 empty] | 425.052
0 | PI5818-210.1 |  |  | 0 | 0.059055 | 0 | 25 | 0.013 | 0 | 5.2775 | 18 | 210.0415 | UNKN | Conduit | 18 | 1 |  | 0 | 107.6391 | 107.6391 | 0.0010764 | Estuary | 0 | FIXED | 65.69 | PI5800-7396 | 0 | 0.25233 | SUBURBS | 0 | 0 | 0 | 1 | Cond | 20 | 32.8084 | 1 | N | 0 |  | CIRC | ROAD | 0.7874 | Full | 0 | Other |  | 0.059055 | 0 | 25 | 0.013 | 0.5 | FIXED | 66.22 | PI5818-210 | 0 | 0 | 0 | 0 | 0 | 0 | 0 | 0 | 0 | 0 | 0 | [11 empty] | 210.0412
0 | PI5800-7621.1 |  |  | 0 | 0.059055 | 0 | 25 | 0.013 | 0 | 33.2478 | 36 | 225.4124 | UNKN | Conduit | 36 | 1 |  | 0 | 107.6391 | 107.6391 | 0.0010764 | Estuary | 0 | FIXED | 65.69 | PI5800-7396 | 0 | 0.24843 | SUBURBS | 0 | 0 | 0 | 1 | Cond | 20 | 32.8084 | 1 | N | 0 |  | CIRC | ROAD | 0.7874 | Full | 0 | Other |  | 0.059055 | 0 | 25 | 0.013 | 0.68 | FIXED | 66.25 | PI5800-7621 | 0 | 0 | 0 | 0 | 0 | 0 | 0 | 0 | 0 | 0 | 0 | [11 empty] | 225.3763
0 | PI2300-164.1 |  |  | 0 | 0.059055 | 0 | 25 | 0.013 | 0 | 34.4463 | 36 | 30 | UNKN | Conduit | 36 | 1 |  | 0 | 107.6391 | 107.6391 | 0.0010764 | Estuary | 1 | FIXED | 27.05 | CC0200-3326 | 0 | 0.26667 | SUBURBS | 0 | 0 | 0 | 1 | Cond | 20 | 32.8084 | 1 | N | 0 |  | CIRC | ROAD | 0.7874 | Full | 0 | Other |  | 0.059055 | 0 | 25 | 0.013 | 0.26 | FIXED | 27.13 | PI2300-164 | 0 | 0 | 0 | 0 | 0 | 0 | 0 | 0 | 0 | 0 | 0 | [11 empty] | 164.1409
0 | PI8103-55.1 |  |  | 0 | 0.059055 | 0 | 25 | 0.013 | 0 | 0.87388 | 8 | 55.4563 | UNKN | Conduit | 8 | 1 |  | 0 | 107.6391 | 107.6391 | 0.0010764 | Estuary | 0 | FIXED | 53.7101 | PI8100-2205 | 0 | 0.52268 | SUBURBS | 0 | 0 | 0 | 1 | Cond | 20 | 32.8084 | 1 | N | 0 |  | CIRC | ROAD | 0.7874 | Full | 0 | Other |  | 0.059055 | 0 | 25 | 0.013 | 0.5 | FIXED | 54 | PI8103-55 | 0 | 0 | 0 | 0 | 0 | 0 | 0 | 0 | 0 | 0 | 0 | [11 empty] | 55.4568
0 | PI8104-37.1 |  |  | 0 | 0.059055 | 0 | 25 | 0.013 | 0 | 0.56602 | 8 | 37.048 | UNKN | Conduit | 8 | 1 |  | 0 | 107.6391 | 107.6391 | 0.0010764 | Estuary | 0 | FIXED | 52.9188 | PI8100-2205 | 0 | 0.21928 | SUBURBS | 0 | 0 | 0 | 1 | Cond | 20 | 32.8084 | 1 | N | 0 |  | CIRC | ROAD | 0.7874 | Full | 0 | Other |  | 0.059055 | 0 | 25 | 0.013 | 0.5 | FIXED | 53 | PI8104-37 | 0 | 0 | 0 | 0 | 0 | 0 | 0 | 0 | 0 | 0 | 0 | [11 empty] | 37.0479
0 | PI8100-2205.1 |  |  | 0 | 0.059055 | 0 | 25 | 0.013 | 0 | 0.56602 | 8 | 260.8402 | UNKN | Conduit | 8 | 1 |  | 0 | 107.6391 | 107.6391 | 0.0010764 | Estuary | 0 | FIXED | 52.3468 | PI8100-1945 | 0 | 0.21928 | SUBURBS | 0 | 0 | 0 | 1 | Cond | 20 | 32.8084 | 1 | N | 0 |  | CIRC | ROAD | 0.7874 | Full | 0 | Other |  | 0.059055 | 0 | 25 | 0.013 | 0.57 | FIXED | 52.9188 | PI8100-2205 | 0 | 0 | 0 | 0 | 0 | 0 | 0 | 0 | 0 | 0 | 0 | [11 empty] | 260.8392
0 | PI8007-372.1 |  |  | 0 | 0.059055 | 0 | 25 | 0.013 | 0 | 0.45595 | 8 | 372.4852 | UNKN | Conduit | 8 | 1 |  | 0 | 107.6391 | 107.6391 | 0.0010764 | Estuary | 0 | FIXED | 53.22 | PI8000-3246 | 0 | 0.14229 | SUBURBS | 0 | 0 | 0 | 1 | Cond | 20 | 32.8084 | 1 | N | 0 |  | CIRC | ROAD | 0.7874 | Full | 0 | Other |  | 0.059055 | 0 | 25 | 0.013 | 0.5 | FIXED | 53.75 | PI8007-372 | 0 | 0 | 0 | 0 | 0 | 0 | 0 | 0 | 0 | 0 | 0 | [11 empty] | 372.4835
0 | PI7700-10687.1 |  |  | 0 | 0.059055 | 0 | 25 | 0.013 | 0 | 0 | 24 | 142.3093 | UNKN | Conduit | 24 | 1 |  | 0 | 107.6391 | 107.6391 | 0.0010764 | Estuary | 0 | FIXED | 59.79 | PI7700-10545 | 0 | 0 | SUBURBS | 0 | 0 | 0 | 1 | Cond | 20 | 32.8084 | 1 | N | 0 |  | CIRC | ROAD | 0.7874 | Full | 0 | Other |  | 0.059055 | 0 | 25 | 0.013 | 0.3 | FIXED | 59.79 | PI7700-10687 | 0 | 0 | 0 | 0 | 0 | 0 | 0 | 0 | 0 | 0 | 0 | [11 empty] | 142.3088
0 | PI8008-490.1 |  |  | 0 | 0.059055 | 0 | 25 | 0.013 | 0 | 0.69437 | 10 | 149.4144 | UNKN | Conduit | 10 | 1 |  | 0 | 107.6391 | 107.6391 | 0.0010764 | Estuary | 0 | FIXED | 50.03 | PI8008-341 | 0 | 0.10039 | SUBURBS | 0 | 0 | 0 | 1 | Cond | 20 | 32.8084 | 1 | N | 0 |  | CIRC | ROAD | 0.7874 | Full | 0 | Other |  | 0.059055 | 0 | 25 | 0.013 | 0.17 | FIXED | 50.18 | PI8008-490 | 0 | 0 | 0 | 0 | 0 | 0 | 0 | 0 | 0 | 0 | 0 | [11 empty] | 149.4139
0 | PI8101-478.1 |  |  | 0 | 0.059055 | 0 | 25 | 0.013 | 0 | 2.6809 | 15 | 433.7414 | UNKN | Conduit | 15 | 1 |  | 0 | 107.6391 | 107.6391 | 0.0010764 | Estuary | 0 | FIXED | 46.8587 | PI8101-44 | 0 | 0.17218 | SUBURBS | 0 | 0 | 0 | 1 | Cond | 20 | 32.8084 | 1 | N | 0 |  | CIRC | ROAD | 0.7874 | Full | 0 | Other |  | 0.059055 | 0 | 25 | 0.013 | 0.21 | FIXED | 47.6055 | PI8101-478 | 0 | 0 | 0 | 0 | 0 | 0 | 0 | 0 | 0 | 0 | 0 | [11 empty] | 433.7412
0 | PI8100-880.1 |  |  | 0 | 0.059055 | 0 | 25 | 0.013 | 0 | 11.4571 | 21 | 195.0539 | UNKN | Conduit | 21 | 1 |  | 0 | 107.6391 | 107.6391 | 0.0010764 | Estuary | 0 | FIXED | 45.7629 | PI8100-685 | 0 | 0.52268 | SUBURBS | 0 | 0 | 0 | 1 | Cond | 20 | 32.8084 | 1 | N | 0 |  | CIRC | ROAD | 0.7874 | Full | 0 | Other |  | 0.059055 | 0 | 25 | 0.013 | 0.25 | FIXED | 46.7824 | PI8100-880 | 0 | 0 | 0 | 0 | 0 | 0 | 0 | 0 | 0 | 0 | 0 | [11 empty] | 195.0535
0 | PI8100-1240.1 |  |  | 0 | 0.059055 | 0 | 25 | 0.013 | 0 | 1.5844 | 10 | 360.3819 | UNKN | Conduit | 10 | 1 |  | 0 | 107.6391 | 107.6391 | 0.0010764 | Estuary | 0 | FIXED | 46.7824 | PI8100-880 | 0 | 0.52268 | SUBURBS | 0 | 0 | 0 | 1 | Cond | 20 | 32.8084 | 1 | N | 0 |  | CIRC | ROAD | 0.7874 | Full | 0 | Other |  | 0.059055 | 0 | 25 | 0.013 | 0.17 | FIXED | 48.6661 | PI8100-1240 | 0 | 0 | 0 | 0 | 0 | 0 | 0 | 0 | 0 | 0 | 0 | [11 empty] | 360.3814
0 | PI0900-384.1 |  |  | 0 | 0.059055 | 0 | 25 | 0.013 | 0 | 0 | 12 | 384.1188 | UNKN | Conduit | 12 | 1 |  | 0 | 107.6391 | 107.6391 | 0.0010764 | Estuary | 0 | FIXED | 18.39 | PI0800-7023 | 0 | 0 | SUBURBS | 0 | 0 | 0 | 1 | Cond | 20 | 32.8084 | 1 | N | 0 |  | CIRC | ROAD | 0.7874 | Full | 0 | Other |  | 0.059055 | 0 | 25 | 0.013 | 0.17 | FIXED | 18.39 | PI0900-384 | 0 | 0 | 0 | 0 | 0 | 0 | 0 | 0 | 0 | 0 | 0 | [11 empty] | 384.1174
0 | PI7700-10478.1 |  |  | 0 | 0.059055 | 0 | 25 | 0.013 | 0 | 20.0561 | 24 | 257.0859 | UNKN | Conduit | 24 | 1 |  | 0 | 107.6391 | 107.6391 | 0.0010764 | Estuary | 0 | FIXED | 56.1275 | PI7700-10221 | 0 | 0.78578 | SUBURBS | 0 | 0 | 0 | 1 | Cond | 20 | 32.8084 | 1 | N | 0 |  | CIRC | ROAD | 0.7874 | Full | 0 | Other |  | 0.059055 | 0 | 25 | 0.013 | 0.17 | FIXED | 58.1476 | PI7700-10478 | 0 | 0 | 0 | 0 | 0 | 0 | 0 | 0 | 0 | 0 | 0 | [11 empty] | 257.0852
0 | PI5400-124.1 |  |  | 0 | 0.059055 | 0 | 25 | 0.013 | 0 | 305.7441 | 60 | 336.0227 | UNKN | Conduit | 60 | 1 |  | 0 | 107.6391 | 107.6391 | 0.0010764 | Estuary | 1 | FIXED | 88 | CC0600-0 | 0 | 1.3779 | SUBURBS | 0 | 0 | 0 | 1 | Cond | 20 | 32.8084 | 1 | N | 0 |  | CIRC | ROAD | 0.7874 | Full | 0 | Other |  | 0.059055 | 0 | 25 | 0.013 | 0.67 | FIXED | 92.63 | PI5400-124 | 0 | 0 | 0 | 0 | 0 | 0 | 0 | 0 | 0 | 0 | 0 | [11 empty] | 123.8126
0 | PI4200-3294.1 |  |  | 0 | 0.059055 | 0 | 25 | 0.013 | 0 | 33.3809 | 36 | 435.2572 | UNKN | Conduit | 36 | 1 |  | 0 | 107.6391 | 107.6391 | 0.0010764 | Estuary | 0 | FIXED | 75.12 | PI4200-2859 | 0 | 0.25043 | SUBURBS | 0 | 0 | 0 | 1 | Cond | 20 | 32.8084 | 1 | N | 0 |  | CIRC | ROAD | 0.7874 | Full | 0 | Other |  | 0.059055 | 0 | 25 | 0.013 | 0.76 | FIXED | 76.21 | PI4200-3294 | 0 | 0 | 0 | 0 | 0 | 0 | 0 | 0 | 0 | 0 | 0 | [11 empty] | 435.2462
0 | PI0300-10949.1 |  |  | 0 | 0.059055 | 0 | 25 | 0.013 | 0 | 30.9857 | 24 | 35.1896 | UNKN | Conduit | 24 | 1 |  | 0 | 107.6391 | 107.6391 | 0.0010764 | Estuary | 0 | FIXED | 26.61 | PI0300-10914 | 0 | 1.8756 | SUBURBS | 0 | 0 | 0 | 1 | Cond | 20 | 32.8084 | 1 | N | 0 |  | CIRC | ROAD | 0.7874 | Full | 0 | Other |  | 0.059055 | 0 | 25 | 0.013 | 0.5 | FIXED | 27.27 | PI0300-10949 | 0 | 0 | 0 | 0 | 0 | 0 | 0 | 0 | 0 | 0 | 0 | [11 empty] | 35.1894
0 | PI0500-11939.1 |  |  | 0 | 0.059055 | 0 | 25 | 0.013 | 0 | 200.1242 | 60 | 1179 | UNKN | Conduit | 60 | 1 |  | 0 | 107.6391 | 107.6391 | 0.0010764 | Estuary | 0 | FIXED | 29.12 | PI0500-10808 | 0 | 0.14758 | SUBURBS | 0 | 0 | 0 | 1 | Cond | 20 | 32.8084 | 2 | N | 0 |  | CIRC | ROAD | 0.7874 | Full | 0 | Other |  | 0.059055 | 0 | 25 | 0.013 | 0.58 | FIXED | 30.86 | PI0500-11939 | 0 | 0 | 0 | 0 | 0 | 0 | 0 | 0 | 0 | 0 | 0 | [11 empty] | 1130.5877
0 | PI0500-7443.1 |  |  | 0 | 0.059055 | 0 | 25 | 0.013 | 0 | 201.4508 | 60 | 1431 | UNKN | Conduit | 60 | 1 |  | 0 | 107.6391 | 107.6391 | 0.0010764 | Estuary | 0 | FIXED | 21.89 | PI0500-5975 | 0 | 0.14955 | SUBURBS | 0 | 0 | 0 | 1 | Cond | 20 | 32.8084 | 2 | N | 0 |  | CIRC | ROAD | 0.7874 | Full | 0 | Other |  | 0.059055 | 0 | 25 | 0.013 | 0.17 | FIXED | 24.03 | PI0500-7443 | 0 | 0 | 0 | 0 | 0 | 0 | 0 | 0 | 0 | 0 | 0 | [11 empty] | 1467.7871
0 | PI0500-1817.1 |  |  | 0 | 0.059055 | 0 | 25 | 0.013 | 0 | 218.0714 | 84 | 1751 | UNKN | Conduit | 84 | 1 |  | 0 | 107.6391 | 107.6391 | 0.0010764 | Estuary | 0 | FIXED | 3.71 | CC0100-3146 | 0 | 0.1165 | SUBURBS | 0 | 0 | 0 | 1 | Cond | 20 | 32.8084 | 1 | N | 0 |  | CIRC | ROAD | 0.7874 | Full | 0 | Other |  | 0.059055 | 0 | 25 | 0.013 | 0.76 | FIXED | 5.75 | PI0500-1817 | 0 | 0 | 0 | 0 | 0 | 0 | 0 | 0 | 0 | 0 | 0 | [11 empty] | 1885.5707
0 | PI0500-5524.1 |  |  | 0 | 0.059055 | 0 | 25 | 0.013 | 0 | 227.5357 | 60 | 781 | UNKN | Conduit | 60 | 1 |  | 0 | 107.6391 | 107.6391 | 0.0010764 | Estuary | 0 | FIXED | 19.75 | PI0500-4622 | 0 | 0.19078 | SUBURBS | 0 | 0 | 0 | 1 | Cond | 20 | 32.8084 | 2 | N | 0 |  | CIRC | ROAD | 0.7874 | Full | 0 | Other |  | 0.059055 | 0 | 25 | 0.013 | 0.52 | FIXED | 21.24 | PI0500-5524 | 0 | 0 | 0 | 0 | 0 | 0 | 0 | 0 | 0 | 0 | 0 | [11 empty] | 901.8892
0 | PI0500-5975.1 |  |  | 0 | 0.059055 | 0 | 25 | 0.013 | 0 | 202.3019 | 60 | 431 | UNKN | Conduit | 60 | 1 |  | 0 | 107.6391 | 107.6391 | 0.0010764 | Estuary | 0 | FIXED | 21.24 | PI0500-5524 | 0 | 0.15081 | SUBURBS | 0 | 0 | 0 | 1 | Cond | 20 | 32.8084 | 2 | N | 0 |  | CIRC | ROAD | 0.7874 | Full | 0 | Other |  | 0.059055 | 0 | 25 | 0.013 | 0.17 | FIXED | 21.89 | PI0500-5975 | 0 | 0 | 0 | 0 | 0 | 0 | 0 | 0 | 0 | 0 | 0 | [11 empty] | 451.0431
0 | PI0300-8118.1 |  |  | 0 | 0.059055 | 0 | 25 | 0.013 | 0 | 72.3672 | 48 | 186.2868 | UNKN | Conduit | 48 | 1 |  | 0 | 107.6391 | 107.6391 | 0.0010764 | Estuary | 0 | FIXED | 17.6691 | PI0300-7932 | 0 | 0.25377 | SUBURBS | 0 | 0 | 0 | 1 | Cond | 20 | 32.8084 | 1 | N | 0 |  | CIRC | ROAD | 0.7874 | Full | 0 | Other |  | 0.059055 | 0 | 25 | 0.013 | 0.73 | FIXED | 18.1418 | PI0300-8118 | 0 | 0 | 0 | 0 | 0 | 0 | 0 | 0 | 0 | 0 | 0 | [11 empty] | 186.286
0 | PI0300-1907.1 |  |  | 0 | 0.059055 | 0 | 25 | 0.013 | 0 | 195.6016 | 54 | 133.4422 | UNKN | Conduit | 54 | 1 |  | 0 | 107.6391 | 107.6391 | 0.0010764 | Estuary | 1 | FIXED | 2.39 | CC0100-0 | 0 | 0.2473 | SUBURBS | 0 | 0 | 0 | 1 | Cond | 20 | 32.8084 | 2 | N | 0 |  | CIRC | ROAD | 0.7874 | Full | 0 | Other |  | 0.059055 | 0 | 25 | 0.013 | 0.43 | FIXED | 2.72 | PI0300-1907 | 0 | 0 | 0 | 0 | 0 | 0 | 0 | 0 | 0 | 0 | 0 | [11 empty] | 1907.255
0 | PI0300-2078.1 |  |  | 0 | 0.059055 | 0 | 25 | 0.013 | 0 | 195.6016 | 54 | 37.222 | UNKN | Conduit | 54 | 1 |  | 0 | 107.6391 | 107.6391 | 0.0010764 | Estuary | 0 | FIXED | 2.72 | PI0300-2041 | 0 | 0.2473 | SUBURBS | 0 | 0 | 0 | 1 | Cond | 20 | 32.8084 | 2 | N | 0 |  | CIRC | ROAD | 0.7874 | Full | 0 | Other |  | 0.059055 | 0 | 25 | 0.013 | 0.3 | FIXED | 2.812 | PI0300-2078 | 0 | 0 | 0 | 0 | 0 | 0 | 0 | 0 | 0 | 0 | 0 | [11 empty] | 37.222
0 | PI0300-2167.1 |  |  | 0 | 0.059055 | 0 | 25 | 0.013 | 0 | 198.1429 | 54 | 88.9763 | UNKN | Conduit | 54 | 1 |  | 0 | 107.6391 | 107.6391 | 0.0010764 | Estuary | 0 | FIXED | 2.812 | PI0300-2078 | 0 | 0.25377 | SUBURBS | 0 | 0 | 0 | 1 | Cond | 20 | 32.8084 | 2 | N | 0 |  | CIRC | ROAD | 0.7874 | Full | 0 | Other |  | 0.059055 | 0 | 25 | 0.013 | 0.39 | FIXED | 3.0378 | PI0300-2167 | 0 | 0 | 0 | 0 | 0 | 0 | 0 | 0 | 0 | 0 | 0 | [11 empty] | 88.9759
0 | PI0300-2263.1 |  |  | 0 | 0.059055 | 0 | 25 | 0.013 | 0 | 198.1429 | 54 | 96.1369 | UNKN | Conduit | 54 | 1 |  | 0 | 107.6391 | 107.6391 | 0.0010764 | Estuary | 0 | FIXED | 3.0378 | PI0300-2167 | 0 | 0.25377 | SUBURBS | 0 | 0 | 0 | 1 | Cond | 20 | 32.8084 | 2 | N | 0 |  | CIRC | ROAD | 0.7874 | Full | 0 | Other |  | 0.059055 | 0 | 25 | 0.013 | 0.63 | FIXED | 3.2818 | PI0300-2263 | 0 | 0 | 0 | 0 | 0 | 0 | 0 | 0 | 0 | 0 | 0 | [11 empty] | 96.1368
0 | PI0300-2538.1 |  |  | 0 | 0.059055 | 0 | 25 | 0.013 | 0 | 198.1429 | 54 | 274.5887 | UNKN | Conduit | 54 | 1 |  | 0 | 107.6391 | 107.6391 | 0.0010764 | Estuary | 0 | FIXED | 3.2818 | PI0300-2263 | 0 | 0.25377 | SUBURBS | 0 | 0 | 0 | 1 | Cond | 20 | 32.8084 | 2 | N | 0 |  | CIRC | ROAD | 0.7874 | Full | 0 | Other |  | 0.059055 | 0 | 25 | 0.013 | 0.17 | FIXED | 3.9786 | PI0300-2538 | 0 | 0 | 0 | 0 | 0 | 0 | 0 | 0 | 0 | 0 | 0 | [11 empty] | 274.5877
0 | PI0300-2917.1 |  |  | 0 | 0.059055 | 0 | 25 | 0.013 | 0 | 198.1429 | 54 | 378.8723 | UNKN | Conduit | 54 | 1 |  | 0 | 107.6391 | 107.6391 | 0.0010764 | Estuary | 0 | FIXED | 3.9786 | PI0300-2538 | 0 | 0.25377 | SUBURBS | 0 | 0 | 0 | 1 | Cond | 20 | 32.8084 | 2 | N | 0 |  | CIRC | ROAD | 0.7874 | Full | 0 | Other |  | 0.059055 | 0 | 25 | 0.013 | 0.18 | FIXED | 4.9401 | PI0300-2917 | 0 | 0 | 0 | 0 | 0 | 0 | 0 | 0 | 0 | 0 | 0 | [11 empty] | 378.872
0 | PI0300-3069.1 |  |  | 0 | 0.059055 | 0 | 25 | 0.013 | 0 | 198.1429 | 54 | 152.4077 | UNKN | Conduit | 54 | 1 |  | 0 | 107.6391 | 107.6391 | 0.0010764 | Estuary | 0 | FIXED | 4.9401 | PI0300-2917 | 0 | 0.25377 | SUBURBS | 0 | 0 | 0 | 1 | Cond | 20 | 32.8084 | 2 | N | 0 |  | CIRC | ROAD | 0.7874 | Full | 0 | Other |  | 0.059055 | 0 | 25 | 0.013 | 0.26 | FIXED | 5.3268 | PI0300-3069 | 0 | 0 | 0 | 0 | 0 | 0 | 0 | 0 | 0 | 0 | 0 | [11 empty] | 152.4069
0 | PI0300-3567.1 |  |  | 0 | 0.059055 | 0 | 25 | 0.013 | 0 | 131.2105 | 60 | 497.647 | UNKN | Conduit | 60 | 1 |  | 0 | 107.6391 | 107.6391 | 0.0010764 | Estuary | 0 | FIXED | 5.3268 | PI0300-3069 | 0 | 0.25377 | SUBURBS | 0 | 0 | 0 | 1 | Cond | 20 | 32.8084 | 1 | N | 0 |  | CIRC | ROAD | 0.7874 | Full | 0 | Other |  | 0.059055 | 0 | 25 | 0.013 | 0.18 | FIXED | 6.5897 | PI0300-3567 | 0 | 0 | 0 | 0 | 0 | 0 | 0 | 0 | 0 | 0 | 0 | [11 empty] | 497.6469
0 | PI0300-4183.1 |  |  | 0 | 0.059055 | 0 | 25 | 0.013 | 0 | 131.2105 | 60 | 616.2497 | UNKN | Conduit | 60 | 1 |  | 0 | 107.6391 | 107.6391 | 0.0010764 | Estuary | 0 | FIXED | 6.5897 | PI0300-3567 | 0 | 0.25377 | SUBURBS | 0 | 0 | 0 | 1 | Cond | 20 | 32.8084 | 1 | N | 0 |  | CIRC | ROAD | 0.7874 | Full | 0 | Other |  | 0.059055 | 0 | 25 | 0.013 | 0.26 | FIXED | 8.1535 | PI0300-4183 | 0 | 0 | 0 | 0 | 0 | 0 | 0 | 0 | 0 | 0 | 0 | [11 empty] | 616.2476
0 | PI0300-4285.1 |  |  | 0 | 0.059055 | 0 | 25 | 0.013 | 0 | 131.2105 | 60 | 102.166 | UNKN | Conduit | 60 | 1 |  | 0 | 107.6391 | 107.6391 | 0.0010764 | Estuary | 0 | FIXED | 8.1535 | PI0300-4183 | 0 | 0.25377 | SUBURBS | 0 | 0 | 0 | 1 | Cond | 20 | 32.8084 | 1 | N | 0 |  | CIRC | ROAD | 0.7874 | Full | 0 | Other |  | 0.059055 | 0 | 25 | 0.013 | 0.2 | FIXED | 8.4128 | PI0300-4285 | 0 | 0 | 0 | 0 | 0 | 0 | 0 | 0 | 0 | 0 | 0 | [11 empty] | 102.1662
0 | PI0300-4655.1 |  |  | 0 | 0.059055 | 0 | 25 | 0.013 | 0 | 131.2105 | 60 | 250.1982 | UNKN | Conduit | 60 | 1 |  | 0 | 107.6391 | 107.6391 | 0.0010764 | Estuary | 0 | FIXED | 8.718 | PI0300-4405 | 0 | 0.25377 | SUBURBS | 0 | 0 | 0 | 1 | Cond | 20 | 32.8084 | 1 | N | 0 |  | CIRC | ROAD | 0.7874 | Full | 0 | Other |  | 0.059055 | 0 | 25 | 0.013 | 0.26 | FIXED | 9.3529 | PI0300-4655 | 0 | 0 | 0 | 0 | 0 | 0 | 0 | 0 | 0 | 0 | 0 | [11 empty] | 250.1969
0 | PI0300-4786.1 |  |  | 0 | 0.059055 | 0 | 25 | 0.013 | 0 | 131.2105 | 60 | 130.5366 | UNKN | Conduit | 60 | 1 |  | 0 | 107.6391 | 107.6391 | 0.0010764 | Estuary | 0 | FIXED | 9.3529 | PI0300-4655 | 0 | 0.25377 | SUBURBS | 0 | 0 | 0 | 1 | Cond | 20 | 32.8084 | 1 | N | 0 |  | CIRC | ROAD | 0.7874 | Full | 0 | Other |  | 0.059055 | 0 | 25 | 0.013 | 0.27 | FIXED | 9.6842 | PI0300-4786 | 0 | 0 | 0 | 0 | 0 | 0 | 0 | 0 | 0 | 0 | 0 | [11 empty] | 130.5371
0 | PI0300-4965.1 |  |  | 0 | 0.059055 | 0 | 25 | 0.013 | 0 | 99.0715 | 54 | 179.1974 | UNKN | Conduit | 54 | 1 |  | 0 | 107.6391 | 107.6391 | 0.0010764 | Estuary | 0 | FIXED | 9.6842 | PI0300-4786 | 0 | 0.25377 | SUBURBS | 0 | 0 | 0 | 1 | Cond | 20 | 32.8084 | 1 | N | 0 |  | CIRC | ROAD | 0.7874 | Full | 0 | Other |  | 0.059055 | 0 | 25 | 0.013 | 0.28 | FIXED | 10.1389 | PI0300-4965 | 0 | 0 | 0 | 0 | 0 | 0 | 0 | 0 | 0 | 0 | 0 | [11 empty] | 179.1968
0 | PI0300-5742.1 |  |  | 0 | 0.059055 | 0 | 25 | 0.013 | 0 | 72.3672 | 48 | 776.8717 | UNKN | Conduit | 48 | 1 |  | 0 | 107.6391 | 107.6391 | 0.0010764 | Estuary | 0 | FIXED | 10.1389 | PI0300-4965 | 0 | 0.25377 | SUBURBS | 0 | 0 | 0 | 1 | Cond | 20 | 32.8084 | 1 | N | 0 |  | CIRC | ROAD | 0.7874 | Full | 0 | Other |  | 0.059055 | 0 | 25 | 0.013 | 0.24 | FIXED | 12.1104 | PI0300-5742 | 0 | 0 | 0 | 0 | 0 | 0 | 0 | 0 | 0 | 0 | 0 | [11 empty] | 776.8701
0 | PI0300-6097.1 |  |  | 0 | 0.059055 | 0 | 25 | 0.013 | 0 | 72.3672 | 48 | 354.7931 | UNKN | Conduit | 48 | 1 |  | 0 | 107.6391 | 107.6391 | 0.0010764 | Estuary | 0 | FIXED | 12.1104 | PI0300-5742 | 0 | 0.25377 | SUBURBS | 0 | 0 | 0 | 1 | Cond | 20 | 32.8084 | 1 | N | 0 |  | CIRC | ROAD | 0.7874 | Full | 0 | Other |  | 0.059055 | 0 | 25 | 0.013 | 0.82 | FIXED | 13.0107 | PI0300-6097 | 0 | 0 | 0 | 0 | 0 | 0 | 0 | 0 | 0 | 0 | 0 | [11 empty] | 354.7928
0 | PI0300-6961.1 |  |  | 0 | 0.059055 | 0 | 25 | 0.013 | 0 | 72.3672 | 48 | 864.3994 | UNKN | Conduit | 48 | 1 |  | 0 | 107.6391 | 107.6391 | 0.0010764 | Estuary | 0 | FIXED | 13.0107 | PI0300-6097 | 0 | 0.25377 | SUBURBS | 0 | 0 | 0 | 1 | Cond | 20 | 32.8084 | 1 | N | 0 |  | CIRC | ROAD | 0.7874 | Full | 0 | Other |  | 0.059055 | 0 | 25 | 0.013 | 0.85 | FIXED | 15.2043 | PI0300-6961 | 0 | 0 | 0 | 0 | 0 | 0 | 0 | 0 | 0 | 0 | 0 | [11 empty] | 864.3979
0 | PI0300-7047.1 |  |  | 0 | 0.059055 | 0 | 25 | 0.013 | 0 | 100.8082 | 36 | 86.2025 | UNKN | Conduit | 36 | 1 |  | 0 | 107.6391 | 107.6391 | 0.0010764 | Estuary | 0 | FIXED | 15.2043 | PI0300-6961 | 0 | 0.25377 | SUBURBS | 0 | 0 | 0 | 1 | Cond | 20 | 32.8084 | 3 | N | 0 |  | CIRC | ROAD | 0.7874 | Full | 0 | Other |  | 0.059055 | 0 | 25 | 0.013 | 0.25 | FIXED | 15.423 | PI0300-7047 | 0 | 0 | 0 | 0 | 0 | 0 | 0 | 0 | 0 | 0 | 0 | [11 empty] | 85.8485
0 | PI0300-7214.1 |  |  | 0 | 0.059055 | 0 | 25 | 0.013 | 0 | 72.3672 | 48 | 166.9004 | UNKN | Conduit | 48 | 1 |  | 0 | 107.6391 | 107.6391 | 0.0010764 | Estuary | 0 | FIXED | 15.423 | PI0300-7047 | 0 | 0.25377 | SUBURBS | 0 | 0 | 0 | 1 | Cond | 20 | 32.8084 | 1 | N | 0 |  | CIRC | ROAD | 0.7874 | Full | 0 | Other |  | 0.059055 | 0 | 25 | 0.013 | 0.72 | FIXED | 15.8465 | PI0300-7214 | 0 | 0 | 0 | 0 | 0 | 0 | 0 | 0 | 0 | 0 | 0 | [11 empty] | 166.5475
0 | PI0300-7560.1 |  |  | 0 | 0.059055 | 0 | 25 | 0.013 | 0 | 72.3672 | 48 | 346.4218 | UNKN | Conduit | 48 | 1 |  | 0 | 107.6391 | 107.6391 | 0.0010764 | Estuary | 0 | FIXED | 15.8465 | PI0300-7214 | 0 | 0.25377 | SUBURBS | 0 | 0 | 0 | 1 | Cond | 20 | 32.8084 | 1 | N | 0 |  | CIRC | ROAD | 0.7874 | Full | 0 | Other |  | 0.059055 | 0 | 25 | 0.013 | 0.52 | FIXED | 16.7256 | PI0300-7560 | 0 | 0 | 0 | 0 | 0 | 0 | 0 | 0 | 0 | 0 | 0 | [11 empty] | 346.4206
0 | PI0300-7803.1 |  |  | 0 | 0.059055 | 0 | 25 | 0.013 | 0 | 72.3672 | 48 | 243.3106 | UNKN | Conduit | 48 | 1 |  | 0 | 107.6391 | 107.6391 | 0.0010764 | Estuary | 0 | FIXED | 16.7256 | PI0300-7560 | 0 | 0.25377 | SUBURBS | 0 | 0 | 0 | 1 | Cond | 20 | 32.8084 | 1 | N | 0 |  | CIRC | ROAD | 0.7874 | Full | 0 | Other |  | 0.059055 | 0 | 25 | 0.013 | 0.17 | FIXED | 17.3431 | PI0300-7803 | 0 | 0 | 0 | 0 | 0 | 0 | 0 | 0 | 0 | 0 | 0 | [11 empty] | 243.3105
0 | PI0300-8266.1 |  |  | 0 | 0.059055 | 0 | 25 | 0.013 | 0 | 50.687 | 42 | 148.3333 | UNKN | Conduit | 42 | 1 |  | 0 | 107.6391 | 107.6391 | 0.0010764 | Estuary | 0 | FIXED | 18.1418 | PI0300-8118 | 0 | 0.25377 | SUBURBS | 0 | 0 | 0 | 1 | Cond | 20 | 32.8084 | 1 | N | 0 |  | CIRC | ROAD | 0.7874 | Full | 0 | Other |  | 0.059055 | 0 | 25 | 0.013 | 0.93 | FIXED | 18.5182 | PI0300-8266 | 0 | 0 | 0 | 0 | 0 | 0 | 0 | 0 | 0 | 0 | 0 | [11 empty] | 148.3388
0 | PI1300-4017.1 |  |  | 0 | 0.059055 | 0 | 25 | 0.013 | 0 | 195.4121 | 66 | 327.2118 | UNKN | Conduit | 66 | 1 |  | 0 | 107.6391 | 107.6391 | 0.0010764 | Estuary | 0 | FIXED | 25.6325 | PI1300-3690 | 0 | 0.33856 | SUBURBS | 0 | 0 | 0 | 1 | Cond | 20 | 32.8084 | 1 | N | 0 |  | CIRC | ROAD | 0.7874 | Full | 0 | Other |  | 0.059055 | 0 | 25 | 0.013 | 0.2 | FIXED | 26.7404 | PI1300-4017 | 0 | 0 | 0 | 0 | 0 | 0 | 0 | 0 | 0 | 0 | 0 | [11 empty] | 327.211
0 | PI1300-2445.1 |  |  | 0 | 0.059055 | 0 | 25 | 0.013 | 0 | 49.3617 | 48 | 1251.1972 | UNKN | Conduit | 48 | 1 |  | 0 | 107.6391 | 107.6391 | 0.0010764 | Estuary | 0 | FIXED | 20.7283 | PI1300-1193 | 0 | 0.11807 | SUBURBS | 0 | 0 | 0 | 1 | Cond | 20 | 32.8084 | 1 | N | 0 |  | CIRC | ROAD | 0.7874 | Full | 0 | Other |  | 0.059055 | 0 | 25 | 0.013 | 0.51 | FIXED | 22.2055 | PI1300-2445 | 0 | 0 | 0 | 0 | 0 | 0 | 0 | 0 | 0 | 0 | 0 | [11 empty] | 1251.1951
0 | PI1300-2994.1 |  |  | 0 | 0.059055 | 0 | 25 | 0.013 | 0 | 167.6165 | 66 | 505.8267 | UNKN | Conduit | 66 | 1 |  | 0 | 107.6391 | 107.6391 | 0.0010764 | Estuary | 0 | FIXED | 22.27 | PI1300-2488 | 0 | 0.2491 | SUBURBS | 0 | 0 | 0 | 1 | Cond | 20 | 32.8084 | 1 | N | 0 |  | CIRC | ROAD | 0.7874 | Full | 0 | Other |  | 0.059055 | 0 | 25 | 0.013 | 0.2 | FIXED | 23.53 | PI1300-2994 | 0 | 0 | 0 | 0 | 0 | 0 | 0 | 0 | 0 | 0 | 0 | [11 empty] | 505.8259
0 | PI1300-4935.1 |  |  | 0 | 0.059055 | 0 | 25 | 0.013 | 0 | 195.4121 | 66 | 619.9622 | UNKN | Conduit | 66 | 1 |  | 0 | 107.6391 | 107.6391 | 0.0010764 | Estuary | 0 | FIXED | 27.7486 | PI1300-4315 | 0 | 0.33856 | SUBURBS | 0 | 0 | 0 | 1 | Cond | 20 | 32.8084 | 1 | N | 0 |  | CIRC | ROAD | 0.7874 | Full | 0 | Other |  | 0.059055 | 0 | 25 | 0.013 | 0.17 | FIXED | 29.8475 | PI1300-4935 | 0 | 0 | 0 | 0 | 0 | 0 | 0 | 0 | 0 | 0 | 0 | [11 empty] | 619.9612
0 | PI1300-4315.1 |  |  | 0 | 0.059055 | 0 | 25 | 0.013 | 0 | 195.4121 | 66 | 297.7938 | UNKN | Conduit | 66 | 1 |  | 0 | 107.6391 | 107.6391 | 0.0010764 | Estuary | 0 | FIXED | 26.7404 | PI1300-4017 | 0 | 0.33856 | SUBURBS | 0 | 0 | 0 | 1 | Cond | 20 | 32.8084 | 1 | N | 0 |  | CIRC | ROAD | 0.7874 | Full | 0 | Other |  | 0.059055 | 0 | 25 | 0.013 | 0.17 | FIXED | 27.7486 | PI1300-4315 | 0 | 0 | 0 | 0 | 0 | 0 | 0 | 0 | 0 | 0 | 0 | [11 empty] | 297.7924
0 | PI3800-1299.1 |  |  | 0 | 0.059055 | 0 | 25 | 0.013 | 0 | 33.2802 | 36 | 503.4934 | UNKN | Conduit | 36 | 1 |  | 0 | 107.6391 | 107.6391 | 0.0010764 | Estuary | 0 | FIXED | 59.8267 | PI3800-795 | 0 | 0.24892 | SUBURBS | 0 | 0 | 0 | 1 | Cond | 20 | 32.8084 | 1 | N | 0 |  | CIRC | ROAD | 0.7874 | Full | 0 | Other |  | 0.059055 | 0 | 25 | 0.013 | 0.25 | FIXED | 61.08 | PI3800-1299 | 0 | 0 | 0 | 0 | 0 | 0 | 0 | 0 | 0 | 0 | 0 | [11 empty] | 503.4924
0 | PI5800-1846.1 |  |  | 0 | 0.059055 | 0 | 25 | 0.013 | 0 | 70.6224 | 48 | 41.3776 | UNKN | Conduit | 48 | 1 |  | 0 | 107.6391 | 107.6391 | 0.0010764 | Estuary | 0 | FIXED | 44.77 | PI5800-1805 | 0 | 0.24168 | SUBURBS | 0 | 0 | 0 | 1 | Cond | 20 | 32.8084 | 1 | N | 0 |  | CIRC | ROAD | 0.7874 | Full | 0 | Other |  | 0.059055 | 0 | 25 | 0.013 | 0.17 | FIXED | 44.87 | PI5800-1846 | 0 | 0 | 0 | 0 | 0 | 0 | 0 | 0 | 0 | 0 | 0 | [11 empty] | 41.378
0 | PI3300-1056.1 |  |  | 0 | 0.059055 | 0 | 25 | 0.013 | 0 | 20.4747 | 30 | 413.4564 | UNKN | Conduit | 30 | 1 |  | 0 | 107.6391 | 107.6391 | 0.0010764 | Estuary | 0 | FIXED | 52.63 | PI3300-642 | 0 | 0.24912 | SUBURBS | 0 | 0 | 0 | 1 | Cond | 20 | 32.8084 | 1 | N | 0 |  | CIRC | ROAD | 0.7874 | Full | 0 | Other |  | 0.059055 | 0 | 25 | 0.013 | 0.27 | FIXED | 53.66 | PI3300-1056 | 0 | 0 | 0 | 0 | 0 | 0 | 0 | 0 | 0 | 0 | 0 | [11 empty] | 413.4331
0 | PI3300-1150.1 |  |  | 0 | 0.059055 | 0 | 25 | 0.013 | 0 | 11.4195 | 24 | 94.212 | UNKN | Conduit | 24 | 1 |  | 0 | 107.6391 | 107.6391 | 0.0010764 | Estuary | 0 | FIXED | 53.66 | PI3300-1056 | 0 | 0.25474 | SUBURBS | 0 | 0 | 0 | 1 | Cond | 20 | 32.8084 | 1 | N | 0 |  | CIRC | ROAD | 0.7874 | Full | 0 | Other |  | 0.059055 | 0 | 25 | 0.013 | 0.17 | FIXED | 53.9 | PI3300-1150 | 0 | 0 | 0 | 0 | 0 | 0 | 0 | 0 | 0 | 0 | 0 | [11 empty] | 94.2012
0 | CC0900-17745.1 |  |  | 0 | 0.059055 | 0 | 25 | 0.013 | 0 | 28.179 | 42 | 255 | UNKN | Conduit | 42 | 1 |  | 0 | 107.6391 | 107.6391 | 0.0010764 | Estuary | 0 | FIXED | 41.79 | CC0900-17460 | 0 | 0.078431 | SUBURBS | 0 | 0 | 0 | 1 | Cond | 20 | 32.8084 | 1 | N | 0 |  | CIRC | ROAD | 0.7874 | Full | 0 | Other |  | 0.059055 | 0 | 25 | 0.013 | 0.47 | FIXED | 41.99 | CC0900-17745 | 0 | 0 | 0 | 0 | 0 | 0 | 0 | 0 | 0 | 0 | 0 | [11 empty] | 285.0454
0 | PI7700-9353.1 |  |  | 0 | 0.059055 | 0 | 25 | 0.013 | 0 | 33.6675 | 30 | 335.5186 | UNKN | Conduit | 30 | 1 |  | 0 | 107.6391 | 107.6391 | 0.0010764 | Estuary | 0 | FIXED | 48 | PI7700-9018 | 0 | 0.67358 | SUBURBS | 0 | 0 | 0 | 1 | Cond | 20 | 32.8084 | 1 | N | 0 |  | CIRC | ROAD | 0.7874 | Full | 0 | Other |  | 0.059055 | 0 | 25 | 0.013 | 0.17 | FIXED | 50.26 | PI7700-9353 | 0 | 0 | 0 | 0 | 0 | 0 | 0 | 0 | 0 | 0 | 0 | [11 empty] | 335.5175
0 | PI7700-9541.1 |  |  | 0 | 0.059055 | 0 | 25 | 0.013 | 0 | 21.6043 | 30 | 187.4781 | UNKN | Conduit | 30 | 1 |  | 0 | 107.6391 | 107.6391 | 0.0010764 | Estuary | 0 | FIXED | 50.26 | PI7700-9353 | 0 | 0.27737 | SUBURBS | 0 | 0 | 0 | 1 | Cond | 20 | 32.8084 | 1 | N | 0 |  | CIRC | ROAD | 0.7874 | Full | 0 | Other |  | 0.059055 | 0 | 25 | 0.013 | 0.17 | FIXED | 50.78 | PI7700-9541 | 0 | 0 | 0 | 0 | 0 | 0 | 0 | 0 | 0 | 0 | 0 | [11 empty] | 187.4777
0 | PI1501-2229.1 |  |  | 0 | 0.059055 | 0 | 25 | 0.013 | 0 | 5.7266 | 18 | 116.4473 | UNKN | Conduit | 18 | 1 |  | 0 | 107.6391 | 107.6391 | 0.0010764 | Estuary | 0 | FIXED | 38.1023 | PI1501-2112 | 0 | 0.29711 | SUBURBS | 0 | 0 | 0 | 1 | Cond | 20 | 32.8084 | 1 | N | 0 |  | CIRC | ROAD | 0.7874 | Full | 0 | Other |  | 0.059055 | 0 | 25 | 0.013 | 0.27 | FIXED | 38.4483 | PI1501-2229 | 0 | 0 | 0 | 0 | 0 | 0 | 0 | 0 | 0 | 0 | 0 | [11 empty] | 116.4472
0 | PI0802-43.1 |  |  | 0 | 0.059055 | 0 | 25 | 0.013 | 0 | 43.1317 | 18 | 42.8603 | UNKN | Conduit | 18 | 1 |  | 0 | 107.6391 | 107.6391 | 0.0010764 | Estuary | 0 | FIXED | 14.5861 | PI0800-5262 | 0 | 16.8545 | SUBURBS | 0 | 0 | 0 | 1 | Cond | 20 | 32.8084 | 1 | N | 0 |  | CIRC | ROAD | 0.7874 | Full | 0 | Other |  | 0.059055 | 0 | 25 | 0.013 | 0.3 | FIXED | 21.81 | PI0802-43 | 0 | 0 | 0 | 0 | 0 | 0 | 0 | 0 | 0 | 0 | 0 | [11 empty] | 42.8695
0 | PI0500-10808.1 |  |  | 0 | 0.059055 | 0 | 25 | 0.013 | 0 | 200.2288 | 60 | 1171 | UNKN | Conduit | 60 | 1 |  | 0 | 107.6391 | 107.6391 | 0.0010764 | Estuary | 0 | FIXED | 27.39 | PI0500-9959 | 0 | 0.14774 | SUBURBS | 0 | 0 | 0 | 1 | Cond | 20 | 32.8084 | 2 | N | 0 |  | CIRC | ROAD | 0.7874 | Full | 0 | Other |  | 0.059055 | 0 | 25 | 0.013 | 0.17 | FIXED | 29.12 | PI0500-10808 | 0 | 0 | 0 | 0 | 0 | 0 | 0 | 0 | 0 | 0 | 0 | [11 empty] | 849.4994
0 | PI7700-10021.1 |  |  | 0 | 0.059055 | 0 | 25 | 0.013 | 0 | 36.3634 | 30 | 307.4851 | UNKN | Conduit | 30 | 1 |  | 0 | 107.6391 | 107.6391 | 0.0010764 | Estuary | 0 | FIXED | 52.1398 | PI7700-9714 | 0 | 0.78578 | SUBURBS | 0 | 0 | 0 | 1 | Cond | 20 | 32.8084 | 1 | N | 0 |  | CIRC | ROAD | 0.7874 | Full | 0 | Other |  | 0.059055 | 0 | 25 | 0.013 | 0.26 | FIXED | 54.5559 | PI7700-10021 | 0 | 0 | 0 | 0 | 0 | 0 | 0 | 0 | 0 | 0 | 0 | [11 empty] | 307.485
0 | PI1300-2488.1 |  |  | 0 | 0.059055 | 0 | 25 | 0.013 | 0 | 129.7505 | 66 | 43.1891 | UNKN | Conduit | 66 | 1 |  | 0 | 107.6391 | 107.6391 | 0.0010764 | Estuary | 0 | FIXED | 22.2055 | PI1300-2445 | 0 | 0.14926 | SUBURBS | 0 | 0 | 0 | 1 | Cond | 20 | 32.8084 | 1 | N | 0 |  | CIRC | ROAD | 0.7874 | Full | 0 | Other |  | 0.059055 | 0 | 25 | 0.013 | 0.38 | FIXED | 22.27 | PI1300-2488 | 0 | 0 | 0 | 0 | 0 | 0 | 0 | 0 | 0 | 0 | 0 | [11 empty] | 43.1897
0 | PI0900-1019.1 |  |  | 0 | 0.059055 | 0 | 25 | 0.013 | 0 | 1.7841 | 12 | 650.3348 | UNKN | Conduit | 12 | 1 |  | 0 | 107.6391 | 107.6391 | 0.0010764 | Estuary | 0 | FIXED | 18.39 | PI0900-384 | 0 | 0.25064 | SUBURBS | 0 | 0 | 0 | 1 | Cond | 20 | 32.8084 | 1 | N | 0 |  | CIRC | ROAD | 0.7874 | Full | 0 | Other |  | 0.059055 | 0 | 25 | 0.013 | 0.37 | FIXED | 20.02 | PI0900-1019 | 0 | 0 | 0 | 0 | 0 | 0 | 0 | 0 | 0 | 0 | 0 | [11 empty] | 634.6521
0 | PI0500-4622.1 |  |  | 0 | 0.059055 | 0 | 25 | 0.013 | 0 | 0 | 48 | 880 | UNKN | Conduit | 76 | 1 |  | 0 | 107.6391 | 107.6391 | 0.0010764 | Estuary | 0 | FIXED | 19.33 | PI0500-3130 | 0 | 0.047727 | SUBURBS | 0 | 0 | 0 | 1 | Cond | 20 | 32.8084 | 2 | N | 0 |  | Ellipse | ROAD | 0.7874 | Full | 0 | Other |  | 0.059055 | 0 | 25 | 0.013 | 0.26 | FIXED | 19.75 | PI0500-4622 | 0 | 0 | 0 | 0 | 0 | 0 | 0 | 0 | 0 | 0 | 0 | [11 empty] | 854.2889
0 | PI9300-2142.1 |  |  | 0 | 0.059055 | 0 | 25 | 0.013 | 0 | 12.2089 | 30 | 2145 | UNKN | Conduit | 30 | 1 |  | 0 | 107.6391 | 107.6391 | 0.0010764 | Estuary | 1 | FIXED | 71.45 | CC0900-25612 | 0 | 0.088578 | SUBURBS | 0 | 0 | 0 | 1 | Cond | 20 | 32.8084 | 1 | N | 0 |  | CIRC | ROAD | 0.7874 | Full | 0 | Other |  | 0.059055 | 0 | 25 | 0.013 | 0.19 | FIXED | 73.35 | PI9300-2142 | 0 | 0 | 0 | 0 | 0 | 0 | 0 | 0 | 0 | 0 | 0 | [11 empty] | 2141.9663
0 | PI9001-735.1 |  |  | 0 | 0.059055 | 0 | 25 | 0.013 | 0 | 11.3179 | 24 | 735.3194 | UNKN | Conduit | 24 | 1 |  | 0 | 107.6391 | 107.6391 | 0.0010764 | Estuary | 0 | FIXED | 45.48 | PI9000-1839 | 0 | 0.25023 | SUBURBS | 0 | 0 | 0 | 1 | Cond | 20 | 32.8084 | 1 | N | 0 |  | CIRC | ROAD | 0.7874 | Full | 0 | Other |  | 0.059055 | 0 | 25 | 0.013 | 0.5 | FIXED | 47.32 | PI9001-735 | 0 | 0 | 0 | 0 | 0 | 0 | 0 | 0 | 0 | 0 | 0 | [11 empty] | 735.3181
0 | PI1500-6555.1 |  |  | 0 | 0.059055 | 0 | 25 | 0.013 | 0 | 17.5844 | 30 | 125.1706 | UNKN | Conduit | 30 | 1 |  | 0 | 107.6391 | 107.6391 | 0.0010764 | Estuary | 0 | FIXED | 50.81 | PI1500-6430 | 0 | 0.18375 | SUBURBS | 0 | 0 | 0 | 1 | Cond | 20 | 32.8084 | 1 | N | 0 |  | CIRC | ROAD | 0.7874 | Full | 0 | Other |  | 0.059055 | 0 | 25 | 0.013 | 0.25 | FIXED | 51.04 | PI1500-6555 | 0 | 0 | 0 | 0 | 0 | 0 | 0 | 0 | 0 | 0 | 0 | [11 empty] | 124.632
0 | PI1500-6430.1 |  |  | 0 | 0.059055 | 0 | 25 | 0.013 | 0 | 8.7293 | 18 | 47.8005 | UNKN | Conduit | 18 | 1 |  | 0 | 107.6391 | 107.6391 | 0.0010764 | Estuary | 0 | FIXED | 47.7 | PI1500-6382 | 0 | 0.69037 | SUBURBS | 0 | 0 | 0 | 1 | Cond | 20 | 32.8084 | 1 | N | 0 |  | CIRC | ROAD | 0.7874 | Full | 0 | Other |  | 0.059055 | 0 | 25 | 0.013 | 0.33 | FIXED | 48.03 | PI1500-6430 | 0 | 0 | 0 | 0 | 0 | 0 | 0 | 0 | 0 | 0 | 0 | [11 empty] | 47.7998
0 | PI1504-1272.1 |  |  | 0 | 0.059055 | 0 | 25 | 0.013 | 0 | 2.9098 | 15 | 379.6374 | UNKN | Conduit | 15 | 1 |  | 0 | 107.6391 | 107.6391 | 0.0010764 | Estuary | 0 | FIXED | 49.33 | PI1504-892 | 0 | 0.20283 | SUBURBS | 0 | 0 | 0 | 1 | Cond | 20 | 32.8084 | 1 | N | 0 |  | CIRC | ROAD | 0.7874 | Full | 0 | Other |  | 0.059055 | 0 | 25 | 0.013 | 0.44 | FIXED | 50.1 | PI1504-1272 | 0 | 0 | 0 | 0 | 0 | 0 | 0 | 0 | 0 | 0 | 0 | [11 empty] | 379.6367
0 | PI0400-534.1 |  |  | 0 | 0.059055 | 0 | 25 | 0.013 | 0 | 46.1951 | 36 | 498.3365 | UNKN | Conduit | 36 | 1 |  | 0 | 107.6391 | 107.6391 | 0.0010764 | Estuary | 0 | FIXED | 3.52 | PI0400-35 | 0 | 0.4796 | SUBURBS | 0 | 0 | 0 | 1 | Cond | 20 | 32.8084 | 1 | N | 0 |  | CIRC | ROAD | 0.7874 | Full | 0 | Other |  | 0.059055 | 0 | 25 | 0.013 | 0.5 | FIXED | 5.91 | PI0400-534 | 0 | 0 | 0 | 0 | 0 | 0 | 0 | 0 | 0 | 0 | 0 | [11 empty] | 498.3357
0 | PI0500-3130.1 |  |  | 0 | 0.059055 | 0 | 25 | 0.013 | 0 | 427.2052 | 84 | 1241.29 | UNKN | Conduit | 84 | 1 |  | 0 | 107.6391 | 107.6391 | 0.0010764 | Estuary | 0 | FIXED | 5.76 | PI0500-1817 | 0 | 0.44712 | SUBURBS | 0 | 0 | 0 | 1 | Cond | 20 | 32.8084 | 1 | N | 0 |  | CIRC | ROAD | 0.7874 | Full | 0 | Other |  | 0.059055 | 0 | 25 | 0.013 | 0.25 | FIXED | 11.31 | PI0500-3130 | 0 | 0 | 0 | 0 | 0 | 0 | 0 | 0 | 0 | 0 | 0 | [11 empty] | 1244.3396
0 | PI0500-1817.2 |  |  | 0 | 0.059055 | 0 | 25 | 0.013 | 0 | 392.668 | 60 | 22 | UNKN | Conduit | 60 | 1 |  | 0 | 107.6391 | 107.6391 | 0.0010764 | Estuary | 0.5 | FIXED | 9.5 | PI0501-0 | 0 | 2.2727 | SUBURBS | 0 | 0 | 0 | 2 | Cond | 20 | 32.8084 | 1 | N | 0 |  | CIRC | ROAD | 0.7874 | Full | 0 | Other |  | 0.059055 | 0 | 25 | 0.013 | 0.5 | FIXED | 10 | PI0500-1817 | 0 | 0 | 0 | 0 | 0 | 0 | 0 | 0 | 0 | 0 | 0 | [11 empty] | 44.268
0 | PI6501-693.1 |  |  | 0 | 0.059055 | 0 | 25 | 0.013 | 0 | 5.2658 | 18 | 398.0625 | UNKN | Conduit | 18 | 1 |  | 0 | 107.6391 | 107.6391 | 0.0010764 | Estuary | 0 | FIXED | 11.72 | PI6501-295 | 0 | 0.25122 | SUBURBS | 0 | 0 | 0 | 1 | Cond | 20 | 32.8084 | 1 | N | 0 |  | CIRC | ROAD | 0.7874 | Full | 0 | Other |  | 0.059055 | 0 | 25 | 0.013 | 0.5 | FIXED | 12.72 | PI6501-693 | 0 | 0 | 0 | 0 | 0 | 0 | 0 | 0 | 0 | 0 | 0 | [11 empty] | 398.0625
0 | PI6500-3719.1 |  |  | 0 | 0.059055 | 0 | 25 | 0.013 | 0 | 212.758 | 72 | 126.8183 | UNKN | Conduit | 72 | 1 |  | 0 | 107.6391 | 107.6391 | 0.0010764 | Estuary | 0 | FIXED | 5.62 | PI6500-3592 | 0 | 0.25233 | SUBURBS | 0 | 0 | 0 | 1 | Cond | 20 | 32.8084 | 1 | N | 0 |  | CIRC | ROAD | 0.7874 | Full | 0 | Other |  | 0.059055 | 0 | 25 | 0.013 | 0.17 | FIXED | 5.94 | PI6500-3719 | 0 | 0 | 0 | 0 | 0 | 0 | 0 | 0 | 0 | 0 | 0 | [11 empty] | 126.8182
0 | PI6504-110.1 |  |  | 0 | 0.059055 | 0 | 25 | 0.013 | 0 | 5.299 | 18 | 110.0638 | UNKN | Conduit | 18 | 1 |  | 0 | 107.6391 | 107.6391 | 0.0010764 | Estuary | 0 | FIXED | 5.94 | PI6500-3719 | 0 | 0.2544 | SUBURBS | 0 | 0 | 0 | 1 | Cond | 20 | 32.8084 | 1 | N | 0 |  | CIRC | ROAD | 0.7874 | Full | 0 | Other |  | 0.059055 | 0 | 25 | 0.013 | 0.5 | FIXED | 6.22 | PI6504-110 | 0 | 0 | 0 | 0 | 0 | 0 | 0 | 0 | 0 | 0 | 0 | [11 empty] | 110.064
0 | PI6601-1014.1 |  |  | 0 | 0.059055 | 0 | 25 | 0.013 | 0 | 1.7781 | 12 | 421.7238 | UNKN | Conduit | 12 | 1 |  | 0 | 107.6391 | 107.6391 | 0.0010764 | Estuary | 0 | FIXED | 7.99 | PI6601-698 | 0 | 0.24898 | SUBURBS | 0 | 0 | 0 | 1 | Cond | 20 | 32.8084 | 1 | N | 0 |  | CIRC | ROAD | 0.7874 | Full | 0 | Other |  | 0.059055 | 0 | 25 | 0.013 | 0.5 | FIXED | 9.04 | PI6601-1014 | 0 | 0 | 0 | 0 | 0 | 0 | 0 | 0 | 0 | 0 | 0 | [11 empty] | 315.7922
0 | PI650102-313.1 |  |  | 0 | 0.059055 | 0 | 25 | 0.013 | 0 | 3.2254 | 15 | 312.9855 | UNKN | Conduit | 15 | 1 |  | 0 | 107.6391 | 107.6391 | 0.0010764 | Estuary | 0 | FIXED | 11.72 | PI6501-295 | 0 | 0.24921 | SUBURBS | 0 | 0 | 0 | 1 | Cond | 20 | 32.8084 | 1 | N | 0 |  | CIRC | ROAD | 0.7874 | Full | 0 | Other |  | 0.059055 | 0 | 25 | 0.013 | 0.17 | FIXED | 12.5 | PI650102-313 | 0 | 0 | 0 | 0 | 0 | 0 | 0 | 0 | 0 | 0 | 0 | [11 empty] | 312.9859
0 | PI650101-54.1 |  |  | 0 | 0.059055 | 0 | 25 | 0.013 | 0 | 1.7861 | 12 | 53.8021 | UNKN | Conduit | 12 | 1 |  | 0 | 107.6391 | 107.6391 | 0.0010764 | Estuary | 0 | FIXED | 12.72 | PI6501-693 | 0 | 0.25122 | SUBURBS | 0 | 0 | 0 | 1 | Cond | 20 | 32.8084 | 1 | N | 0 |  | CIRC | ROAD | 0.7874 | Full | 0 | Other |  | 0.059055 | 0 | 25 | 0.013 | 0.81 | FIXED | 12.8552 | PI650101-54 | 0 | 0 | 0 | 0 | 0 | 0 | 0 | 0 | 0 | 0 | 0 | [11 empty] | 53.802
0 | PI4700-120.1 |  |  | 0 | 0.059055 | 0 | 25 | 0.013 | 0 | 5.0655 | 18 | 119.9268 | UNKN | Conduit | 18 | 1 |  | 0 | 107.6391 | 107.6391 | 0.0010764 | Estuary | 1 | FIXED | 85 | CC0300-13140 | 0 | 0.23247 | SUBURBS | 0 | 0 | 0 | 1 | Cond | 20 | 32.8084 | 1 | N | 0 |  | CIRC | ROAD | 0.7874 | Full | 0 | Other |  | 0.059055 | 0 | 25 | 0.013 | 0.17 | FIXED | 85.2788 | PI4700-120 | 0 | 0 | 0 | 0 | 0 | 0 | 0 | 0 | 0 | 0 | 0 | [11 empty] | 119.9275
0 | PI0702-121.1 |  |  | 0 | 0.059055 | 0 | 25 | 0.013 | 0 | 1.7726 | 12 | 121.2502 | UNKN | Conduit | 12 | 1 |  | 0 | 107.6391 | 107.6391 | 0.0010764 | Estuary | 0 | FIXED | 42.3 | PI0700-873 | 0 | 0.24742 | SUBURBS | 0 | 0 | 0 | 1 | Cond | 20 | 32.8084 | 1 | N | 0 |  | CIRC | ROAD | 0.7874 | Full | 0 | Other |  | 0.059055 | 0 | 25 | 0.013 | 0.5 | FIXED | 42.6 | PI0702-121 | 0 | 0 | 0 | 0 | 0 | 0 | 0 | 0 | 0 | 0 | 0 | [11 empty] | 121.25
0 | PI6900-5164.1 |  |  | 0 | 0.059055 | 0 | 25 | 0.013 | 0 | 2.7966 | 12 | 298.8344 | UNKN | Conduit | 12 | 1 |  | 0 | 107.6391 | 107.6391 | 0.0010764 | Estuary | 0 | FIXED | 20.1595 | PI6900-4866 | 0 | 0.61588 | SUBURBS | 0 | 0 | 0 | 1 | Cond | 20 | 32.8084 | 1 | N | 0 |  | CIRC | ROAD | 0.7874 | Full | 0 | Other |  | 0.059055 | 0 | 25 | 0.013 | 0.5 | FIXED | 22 | PI6900-5164 | 0 | 0 | 0 | 0 | 0 | 0 | 0 | 0 | 0 | 0 | 0 | [11 empty] | 298.1775
0 | PI6900-4866.1 |  |  | 0 | 0.059055 | 0 | 25 | 0.013 | 0 | 3.4743 | 12 | 251.9129 | UNKN | Conduit | 12 | 1 |  | 0 | 107.6391 | 107.6391 | 0.0010764 | Estuary | 0 | FIXED | 17.7651 | PI6900-4615 | 0 | 0.95051 | SUBURBS | 0 | 0 | 0 | 1 | Cond | 20 | 32.8084 | 1 | N | 0 |  | CIRC | ROAD | 0.7874 | Full | 0 | Other |  | 0.059055 | 0 | 25 | 0.013 | 0.75 | FIXED | 20.1595 | PI6900-4866 | 0 | 0 | 0 | 0 | 0 | 0 | 0 | 0 | 0 | 0 | 0 | [11 empty] | 251.2664
0 | PI6900-4615.1 |  |  | 0 | 0.059055 | 0 | 25 | 0.013 | 0 | 11.325 | 24 | 221.5469 | UNKN | Conduit | 24 | 1 |  | 0 | 107.6391 | 107.6391 | 0.0010764 | Estuary | 0 | FIXED | 17.21 | PI6900-4393 | 0 | 0.25054 | SUBURBS | 0 | 0 | 0 | 1 | Cond | 20 | 32.8084 | 1 | N | 0 |  | CIRC | ROAD | 0.7874 | Full | 0 | Other |  | 0.059055 | 0 | 25 | 0.013 | 0.25 | FIXED | 17.7651 | PI6900-4615 | 0 | 0 | 0 | 0 | 0 | 0 | 0 | 0 | 0 | 0 | 0 | [11 empty] | 221.546
0 | PI7800-1870.1 |  |  | 0 | 0.059055 | 0 | 25 | 0.013 | 0 | 61.5936 | 54 | 418 | UNKN | Conduit | 54 | 1 |  | 0 | 107.6391 | 107.6391 | 0.0010764 | Estuary | 0 | FIXED | 18.98 | PI7800-1454 | 0 | 0.098086 | SUBURBS | 0 | 0 | 0 | 1 | Cond | 20 | 32.8084 | 1 | N | 0 |  | CIRC | ROAD | 0.7874 | Full | 0 | Other |  | 0.059055 | 0 | 25 | 0.013 | 0.25 | FIXED | 19.39 | PI7800-1870 | 0 | 0 | 0 | 0 | 0 | 0 | 0 | 0 | 0 | 0 | 0 | [11 empty] | 415.6689
0 | PI7800-1454.1 |  |  | 0 | 0.059055 | 0 | 25 | 0.013 | 0 | 63.2548 | 54 | 87 | UNKN | Conduit | 54 | 1 |  | 0 | 107.6391 | 107.6391 | 0.0010764 | Estuary | 0 | FIXED | 18.89 | PI7800-1335 | 0 | 0.10345 | SUBURBS | 0 | 0 | 0 | 1 | Cond | 20 | 32.8084 | 1 | N | 0 |  | CIRC | ROAD | 0.7874 | Full | 0 | Other |  | 0.059055 | 0 | 25 | 0.013 | 0.17 | FIXED | 18.98 | PI7800-1454 | 0 | 0 | 0 | 0 | 0 | 0 | 0 | 0 | 0 | 0 | 0 | [11 empty] | 118.4859
0 | PI7800-1335.1 |  |  | 0 | 0.059055 | 0 | 25 | 0.013 | 0 | 61.8065 | 54 | 243 | UNKN | Conduit | 54 | 1 |  | 0 | 107.6391 | 107.6391 | 0.0010764 | Estuary | 0 | FIXED | 18.65 | PI7800-1124 | 0 | 0.098765 | SUBURBS | 0 | 0 | 0 | 1 | Cond | 20 | 32.8084 | 1 | N | 0 |  | CIRC | ROAD | 0.7874 | Full | 0 | Other |  | 0.059055 | 0 | 25 | 0.013 | 0.17 | FIXED | 18.89 | PI7800-1335 | 0 | 0 | 0 | 0 | 0 | 0 | 0 | 0 | 0 | 0 | 0 | [11 empty] | 211.1281
0 | PI7800-1124.1 |  |  | 0 | 0.059055 | 0 | 25 | 0.013 | 0 | 62.9839 | 54 | 78 | UNKN | Conduit | 54 | 1 |  | 0 | 107.6391 | 107.6391 | 0.0010764 | Estuary | 0 | FIXED | 18.57 | PI7800-1054 | 0 | 0.10256 | SUBURBS | 0 | 0 | 0 | 1 | Cond | 20 | 32.8084 | 1 | N | 0 |  | CIRC | ROAD | 0.7874 | Full | 0 | Other |  | 0.059055 | 0 | 25 | 0.013 | 0.17 | FIXED | 18.65 | PI7800-1124 | 0 | 0 | 0 | 0 | 0 | 0 | 0 | 0 | 0 | 0 | 0 | [11 empty] | 69.955
0 | PI7800-1054.1 |  |  | 0 | 0.059055 | 0 | 25 | 0.013 | 0 | 62.8568 | 54 | 186 | UNKN | Conduit | 54 | 1 |  | 0 | 107.6391 | 107.6391 | 0.0010764 | Estuary | 0 | FIXED | 18.38 | PI7800-861 | 0 | 0.10215 | SUBURBS | 0 | 0 | 0 | 1 | Cond | 20 | 32.8084 | 1 | N | 0 |  | CIRC | ROAD | 0.7874 | Full | 0 | Other |  | 0.059055 | 0 | 25 | 0.013 | 0.17 | FIXED | 18.57 | PI7800-1054 | 0 | 0 | 0 | 0 | 0 | 0 | 0 | 0 | 0 | 0 | 0 | [11 empty] | 193.7686
0 | PI7800-861.1 |  |  | 0 | 0.059055 | 0 | 25 | 0.013 | 0 | 61.7719 | 54 | 223 | UNKN | Conduit | 54 | 1 |  | 0 | 107.6391 | 107.6391 | 0.0010764 | Estuary | 0 | FIXED | 18.16 | PI8200-0 | 0 | 0.098655 | SUBURBS | 0 | 0 | 0 | 1 | Cond | 20 | 32.8084 | 1 | N | 0 |  | CIRC | ROAD | 0.7874 | Full | 0 | Other |  | 0.059055 | 0 | 25 | 0.013 | 0.17 | FIXED | 18.38 | PI7800-861 | 0 | 0 | 0 | 0 | 0 | 0 | 0 | 0 | 0 | 0 | 0 | [11 empty] | 224.171
0 | PI1002-154.1 |  |  | 0 | 0.059055 | 0 | 25 | 0.013 | 0 | 5.9842 | 18 | 154.1101 | UNKN | Conduit | 18 | 1 |  | 0 | 107.6391 | 107.6391 | 0.0010764 | Estuary | 0 | FIXED | 14 | PI1000-7 | 0 | 0.32444 | SUBURBS | 0 | 0 | 0 | 1 | Cond | 20 | 32.8084 | 1 | N | 0 |  | CIRC | ROAD | 0.7874 | Full | 0 | Other |  | 0.059055 | 0 | 25 | 0.013 | 0.5 | FIXED | 14.5 | PI1002-154 | 0 | 0 | 0 | 0 | 0 | 0 | 0 | 0 | 0 | 0 | 0 | [11 empty] | 140.8182
0 | PI0803-124.1 |  |  | 0 | 0.059055 | 0 | 25 | 0.013 | 0 | 5.2542 | 18 | 123.9459 | UNKN | Conduit | 18 | 1 |  | 0 | 107.6391 | 107.6391 | 0.0010764 | Estuary | 0 | FIXED | 14.39 | PI0800-6393 | 0 | 0.25011 | SUBURBS | 0 | 0 | 0 | 1 | Cond | 20 | 32.8084 | 1 | N | 0 |  | CIRC | ROAD | 0.7874 | Full | 0 | Other |  | 0.059055 | 0 | 25 | 0.013 | 0.5 | FIXED | 14.7 | PI0803-124 | 0 | 0 | 0 | 0 | 0 | 0 | 0 | 0 | 0 | 0 | 0 | [11 empty] | 123.9455
0 | PI0805-88.1 |  |  | 0 | 0.059055 | 0 | 25 | 0.013 | 0 | 1.7832 | 12 | 87.8596 | UNKN | Conduit | 12 | 1 |  | 0 | 107.6391 | 107.6391 | 0.0010764 | Estuary | 0 | FIXED | 14.51 | PI0800-6710 | 0 | 0.2504 | SUBURBS | 0 | 0 | 0 | 1 | Cond | 20 | 32.8084 | 1 | N | 0 |  | CIRC | ROAD | 0.7874 | Full | 0 | Other |  | 0.059055 | 0 | 25 | 0.013 | 0.5 | FIXED | 14.73 | PI0805-88 | 0 | 0 | 0 | 0 | 0 | 0 | 0 | 0 | 0 | 0 | 0 | [11 empty] | 87.8592
0 | PI7000-1783.1 |  |  | 0 | 0.059055 | 0 | 25 | 0.013 | 0 | 58.1073 | 60 | 1004.6452 | UNKN | Conduit | 60 | 1 |  | 0 | 107.6391 | 107.6391 | 0.0010764 | Estuary | 0 | FIXED | 20 | PI7000-779 | 0 | 0.049769 | SUBURBS | 0 | 0 | 0 | 1 | Cond | 20 | 32.8084 | 1 | N | 0 |  | CIRC | ROAD | 0.7874 | Full | 0 | Other |  | 0.059055 | 0 | 25 | 0.013 | 0.5 | FIXED | 20.5 | PI7000-1783 | 0 | 0 | 0 | 0 | 0 | 0 | 0 | 0 | 0 | 0 | 0 | [11 empty] | 1004.6432
0 | PI0100-9641.1 |  |  | 0 | 0.059055 | 0 | 25 | 0.013 | 0 | 2.1295 | 18 | 9736.3462 | UNKN | Conduit | 18 | 1 |  | 0 | 107.6391 | 107.6391 | 0.0010764 | Estuary | 1 | FIXED | 0 | PI0100-0 | 0 | 0.041083 | SUBURBS | 0 | 0 | 0 | 1 | Cond | 20 | 32.8084 | 1 | N | 0 |  | CIRC | ROAD | 0.7874 | Full | 0 | Other |  | 0.059055 | 0 | 25 | 0.013 | 0.25 | FIXED | 4 | PI0100-9641 | 0 | 0 | 0 | 0 | 0 | 0 | 0 | 0 | 0 | 0 | 0 | [11 empty] | 9640.5279
0 | PI0503-395.1 |  |  | 0 | 0.059055 | 0 | 25 | 0.013 | 0 | 20.5316 | 30 | 395.2015 | UNKN | Conduit | 30 | 1 |  | 0 | 107.6391 | 107.6391 | 0.0010764 | Estuary | 0 | FIXED | 24.03 | PI0500-7443 | 0 | 0.25051 | SUBURBS | 0 | 0 | 0 | 1 | Cond | 20 | 32.8084 | 1 | N | 0 |  | CIRC | ROAD | 0.7874 | Full | 0 | Other |  | 0.059055 | 0 | 25 | 0.013 | 0.5 | FIXED | 25.02 | PI0503-395 | 0 | 0 | 0 | 0 | 0 | 0 | 0 | 0 | 0 | 0 | 0 | [11 empty] | 395.201
0 | PI8400-90.1 |  |  | 0 | 0.059055 | 0 | 25 | 0.013 | 0 | 0 | 29 | 84 | UNKN | Conduit | 45 | 1 |  | 0 | 107.6391 | 107.6391 | 0.0010764 | Estuary | 0 | FIXED | 19.47 | PI7800-1942 | 0 | 0.095238 | SUBURBS | 0 | 0 | 0 | 1 | Cond | 20 | 32.8084 | 1 | N | 0 |  | Ellipse | ROAD | 0.7874 | Full | 0 | Other |  | 0.059055 | 0 | 25 | 0.013 | 0.25 | FIXED | 19.55 | PI8400-90 | 0 | 0 | 0 | 0 | 0 | 0 | 0 | 0 | 0 | 0 | 0 | [11 empty] | 90.3398
0 | PI20506-1021.1 |  |  | 0 | 0.059055 | 0 | 25 | 0.013 | 0 | 20.5218 | 30 | 1002.9345 | UNKN | Conduit | 30 | 1 |  | 0 | 107.6391 | 107.6391 | 0.0010764 | Estuary | 0 | FIXED | 31.33 | PI20506-18 | 0 | 0.25027 | SUBURBS | 0 | 0 | 0 | 1 | Cond | 20 | 32.8084 | 1 | N | 0 |  | CIRC | ROAD | 0.7874 | Full | 0 | Other |  | 0.059055 | 0 | 25 | 0.013 | 0.5 | FIXED | 33.84 | PI20506-1021 | 0 | 0 | 0 | 0 | 0 | 0 | 0 | 0 | 0 | 0 | 0 | [11 empty] | 1002.9319
0 | CC0300-0.1 |  |  | 0 | 0.059055 | 0 | 25 | 0.013 | 0 | 396.9514 | 60 | 62 | UNKN | Conduit | 60 | 1 |  | 0 | 107.6391 | 107.6391 | 0.0010764 | Estuary | 0 | FIXED | 30.86 | PI0500-11939 | 0 | 0.58065 | SUBURBS | 0 | 0 | 0 | 1 | Cond | 20 | 32.8084 | 2 | N | 0 |  | CIRC | ROAD | 0.7874 | Full | 0 | Other |  | 0.059055 | 0 | 25 | 0.013 | 0.35 | FIXED | 31.22 | CC0300-0 | 0 | 0 | 0 | 0 | 0 | 0 | 0 | 0 | 0 | 0 | 0 | [11 empty] | 86.2147
0 | PI20506-18.1 |  |  | 0 | 0.059055 | 0 | 25 | 0.013 | 0 | 38.5121 | 36 | 9 | UNKN | Conduit | 36 | 1 |  | 0 | 107.6391 | 107.6391 | 0.0010764 | Estuary | 0 | FIXED | 30.8 | PI0500-11939 | 0 | 0.33333 | SUBURBS | 0 | 0 | 0 | 1 | Cond | 20 | 32.8084 | 1 | N | 0 |  | CIRC | ROAD | 0.7874 | Full | 0 | Other |  | 0.059055 | 0 | 25 | 0.013 | 1 | FIXED | 30.83 | PI20506-18 | 0 | 0 | 0 | 0 | 0 | 0 | 0 | 0 | 0 | 0 | 0 | [11 empty] | 18.2193
0 | PI1000-15.1 |  |  | 0 | 0.059055 | 0 | 25 | 0.013 | 0 | 71.5478 | 24 | 3.3 | UNKN | Conduit | 24 | 1 |  | 0 | 107.6391 | 107.6391 | 0.0010764 | Estuary | 0 | FIXED | 13.64 | PI1000-7 | 0 | 10 | SUBURBS | 0 | 0 | 0 | 1 | Cond | 20 | 32.8084 | 1 | N | 0 |  | CIRC | ROAD | 0.7874 | Full | 0 | Other |  | 0.059055 | 0 | 25 | 0.013 | 0.45 | FIXED | 13.97 | PI1000-15 | 0 | 0 | 0 | 0 | 0 | 0 | 0 | 0 | 0 | 0 | 0 | [11 empty] | 7.9668
0 | PI7700-11525.1 |  |  | 0 | 0.059055 | 0 | 25 | 0.013 | 0 | 1.3376 | 12 | 308.9692 | UNKN | Conduit | 12 | 1 |  | 0 | 107.6391 | 107.6391 | 0.0010764 | Estuary | 0 | FIXED | 59.3547 | PI8011-339 | 0 | 0.14088 | SUBURBS | 0 | 0 | 0 | 1 | Cond | 20 | 32.8084 | 1 | N | 0 |  | CIRC | ROAD | 0.7874 | Full | 0 | Other |  | 0.059055 | 0 | 25 | 0.013 | 0.29 | FIXED | 59.79 | PI7700-11525 | 0 | 0 | 0 | 0 | 0 | 0 | 0 | 0 | 0 | 0 | 0 | [11 empty] | 308.969
0 | PI0400-35.1 |  |  | 0 | 0.059055 | 0 | 25 | 0.013 | 0 | 47.1675 | 36 | 16 | UNKN | Conduit | 36 | 1 |  | 0 | 107.6391 | 107.6391 | 0.0010764 | Estuary | 0 | FIXED | 1.05 | CC0100-1030 | 0 | 0.5 | SUBURBS | 0 | 0 | 0 | 1 | Cond | 20 | 32.8084 | 1 | N | 0 |  | CIRC | ROAD | 0.7874 | Full | 0 | Other |  | 0.059055 | 0 | 25 | 0.013 | 0.21 | FIXED | 1.13 | PI0400-35 | 0 | 0 | 0 | 0 | 0 | 0 | 0 | 0 | 0 | 0 | 0 | [11 empty] | 35.3543
0 | PI0401-61.1 |  |  | 0 | 0.059055 | 0 | 25 | 0.013 | 0 | -290.7602 | 36 | 30 | UNKN | Conduit | 36 | 1 |  | 0 | 107.6391 | 107.6391 | 0.0010764 | Estuary | 0 | FIXED | 0.7 | PI0400-35 | 0 | -19 | SUBURBS | 0 | 0 | 0 | 1 | Cond | 20 | 32.8084 | 1 | N | 0 |  | CIRC | ROAD | 0.7874 | Full | 0 | Other |  | 0.059055 | 0 | 25 | 0.013 | 0.5 | FIXED | -5 | PI0401-61 | 0 | 0 | 0 | 0 | 0 | 0 | 0 | 0 | 0 | 0 | 0 | [11 empty] | 60.8713
0 | PI0300-7932.1 |  |  | 0 | 0.059055 | 0 | 25 | 0.013 | 0 | 72.3672 | 48 | 128.4496 | UNKN | Conduit | 48 | 1 |  | 0 | 107.6391 | 107.6391 | 0.0010764 | Estuary | 0 | FIXED | 17.3431 | PI0300-7803 | 0 | 0.25377 | SUBURBS | 0 | 0 | 0 | 1 | Cond | 20 | 32.8084 | 1 | N | 0 |  | CIRC | ROAD | 0.7874 | Full | 0 | Other |  | 0.059055 | 0 | 25 | 0.013 | 0.21 | FIXED | 17.6691 | PI0300-7932 | 0 | 0 | 0 | 0 | 0 | 0 | 0 | 0 | 0 | 0 | 0 | [11 empty] | 128.4495
0 | PI0801-517.1 |  |  | 0 | 0.059055 | 0 | 25 | 0.013 | 0 | 244.1976 | 72 | 39.1079 | UNKN | Conduit | 72 | 1 |  | 0 | 107.6391 | 107.6391 | 0.0010764 | Estuary | 0 | FIXED | 11.54 | PI0801-478 | 0 | 0.33241 | SUBURBS | 0 | 0 | 0 | 1 | Cond | 20 | 32.8084 | 1 | N | 0 |  | CIRC | ROAD | 0.7874 | Full | 0 | Other |  | 0.059055 | 0 | 25 | 0.013 | 0.45 | FIXED | 11.67 | PI0801-517 | 0 | 0 | 0 | 0 | 0 | 0 | 0 | 0 | 0 | 0 | 0 | [11 empty] | 39.1075
0 | PI5500-2920.1 |  |  | 0 | 0.059055 | 0 | 25 | 0.013 | 0 | 1.7871 | 12 | 159.0548 | UNKN | Conduit | 12 | 1 |  | 0 | 107.6391 | 107.6391 | 0.0010764 | Estuary | 0 | FIXED | 93.9 | PI5500-2761 | 0 | 0.25149 | SUBURBS | 0 | 0 | 0 | 1 | Cond | 20 | 32.8084 | 1 | N | 0 |  | CIRC | ROAD | 0.7874 | Full | 0 | Other |  | 0.059055 | 0 | 25 | 0.013 | 0.5 | FIXED | 94.3 | PI5500-2920 | 0 | 0 | 0 | 0 | 0 | 0 | 0 | 0 | 0 | 0 | 0 | [11 empty] | 159.054
0 | PI9300-2827.1 |  |  | 0 | 0.059055 | 0 | 25 | 0.013 | 0 | 11.3127 | 24 | 516 | UNKN | Conduit | 24 | 1 |  | 0 | 107.6391 | 107.6391 | 0.0010764 | Estuary | 0 | FIXED | 73.77 | PI9300-2311 | 0 | 0.25 | SUBURBS | 0 | 0 | 0 | 1 | Cond | 20 | 32.8084 | 1 | N | 0 |  | CIRC | ROAD | 0.7874 | Full | 0 | Other |  | 0.059055 | 0 | 25 | 0.013 | 0.25 | FIXED | 75.06 | PI9300-2827 | 0 | 0 | 0 | 0 | 0 | 0 | 0 | 0 | 0 | 0 | 0 | [11 empty] | 515.7477
0 | PI6700-29.1 |  |  | 0 | 0.059055 | 0 | 25 | 0.013 | 0 | 1.7516 | 12 | 28.9736 | UNKN | Conduit | 12 | 1 |  | 0 | 107.6391 | 107.6391 | 0.0010764 | Estuary | 0 | FIXED | 6.47 | PI6600-462 | 0 | 0.2416 | SUBURBS | 0 | 0 | 0 | 1 | Cond | 20 | 32.8084 | 1 | N | 0 |  | CIRC | ROAD | 0.7874 | Full | 0 | Other |  | 0.059055 | 0 | 25 | 0.013 | 0.17 | FIXED | 6.54 | PI6700-29 | 0 | 0 | 0 | 0 | 0 | 0 | 0 | 0 | 0 | 0 | 0 | [11 empty] | 28.9736
0 | PI6900-1451.1 |  |  | 0 | 0.059055 | 0 | 25 | 0.013 | 0 | 50.2216 | 42 | 289.0091 | UNKN | Conduit | 42 | 1 |  | 0 | 107.6391 | 107.6391 | 0.0010764 | Estuary | 0 | FIXED | 11.17 | PI6900-1162 | 0 | 0.24913 | SUBURBS | 0 | 0 | 0 | 1 | Cond | 20 | 32.8084 | 1 | N | 0 |  | CIRC | ROAD | 0.7874 | Full | 0 | Other |  | 0.059055 | 0 | 25 | 0.013 | 0.17 | FIXED | 11.89 | PI6900-1451 | 0 | 0 | 0 | 0 | 0 | 0 | 0 | 0 | 0 | 0 | 0 | [11 empty] | 289.0091
0 | PI6900-2072.1 |  |  | 0 | 0.059055 | 0 | 25 | 0.013 | 0 | 50.1301 | 42 | 229.6348 | UNKN | Conduit | 42 | 1 |  | 0 | 107.6391 | 107.6391 | 0.0010764 | Estuary | 0 | FIXED | 11.28 | PI6900-1842 | 0 | 0.24822 | SUBURBS | 0 | 0 | 0 | 1 | Cond | 20 | 32.8084 | 1 | N | 0 |  | CIRC | ROAD | 0.7874 | Full | 0 | Other |  | 0.059055 | 0 | 25 | 0.013 | 0.17 | FIXED | 11.85 | PI6900-2072 | 0 | 0 | 0 | 0 | 0 | 0 | 0 | 0 | 0 | 0 | 0 | [11 empty] | 229.634
0 | PI1200-222.1 |  |  | 0 | 0.059055 | 0 | 25 | 0.013 | 0 | 54.4717 | 36 | 102.0942 | UNKN | Conduit | 36 | 1 |  | 0 | 107.6391 | 107.6391 | 0.0010764 | Estuary | 0 | FIXED | 16.7246 | PI1200-120 | 0 | 0.66685 | SUBURBS | 0 | 0 | 0 | 1 | Cond | 20 | 32.8084 | 1 | N | 0 |  | CIRC | ROAD | 0.7874 | Full | 0 | Other |  | 0.059055 | 0 | 25 | 0.013 | 0.38 | FIXED | 17.4054 | PI1200-222 | 0 | 0 | 0 | 0 | 0 | 0 | 0 | 0 | 0 | 0 | 0 | [11 empty] | 102.0935
0 | PI1200-120.1 |  |  | 0 | 0.059055 | 0 | 25 | 0.013 | 0 | 33.5699 | 36 | 45.2504 | UNKN | Conduit | 36 | 1 |  | 0 | 107.6391 | 107.6391 | 0.0010764 | Estuary | 0 | FIXED | 16.61 | PI1200-75 | 0 | 0.25327 | SUBURBS | 0 | 0 | 0 | 1 | Cond | 20 | 32.8084 | 1 | N | 0 |  | CIRC | ROAD | 0.7874 | Full | 0 | Other |  | 0.059055 | 0 | 25 | 0.013 | 0.63 | FIXED | 16.7246 | PI1200-120 | 0 | 0 | 0 | 0 | 0 | 0 | 0 | 0 | 0 | 0 | 0 | [11 empty] | 45.2498
0 | PI1200-275.1 |  |  | 0 | 0.059055 | 0 | 25 | 0.013 | 0 | 54.4717 | 36 | 53.0422 | UNKN | Conduit | 36 | 1 |  | 0 | 107.6391 | 107.6391 | 0.0010764 | Estuary | 0 | FIXED | 17.4054 | PI1200-222 | 0 | 0.66685 | SUBURBS | 0 | 0 | 0 | 1 | Cond | 20 | 32.8084 | 1 | N | 0 |  | CIRC | ROAD | 0.7874 | Full | 0 | Other |  | 0.059055 | 0 | 25 | 0.013 | 0.45 | FIXED | 17.7591 | PI1200-275 | 0 | 0 | 0 | 0 | 0 | 0 | 0 | 0 | 0 | 0 | 0 | [11 empty] | 53.0421
0 | PI7000-779.1 |  |  | 0 | 0.059055 | 0 | 25 | 0.013 | 0 | -107.3149 | 72 | 778.8491 | UNKN | Conduit | 72 | 1 |  | 0 | 107.6391 | 107.6391 | 0.0010764 | Estuary | 1 | FIXED | 19.5 | CC0900-6429 | 0 | -0.064197 | SUBURBS | 0 | 0 | 0 | 1 | Cond | 20 | 32.8084 | 1 | N | 0 |  | CIRC | ROAD | 0.7874 | Full | 0 | Other |  | 0.059055 | 0 | 25 | 0.013 | 0.25 | FIXED | 19 | PI7000-779 | 0 | 0 | 0 | 0 | 0 | 0 | 0 | 0 | 0 | 0 | 0 | [11 empty] | 777.3633
0 | PI1502-274.1 |  |  | 0 | 0.059055 | 0 | 25 | 0.013 | 0 | 5.2694 | 18 | 274.2816 | UNKN | Conduit | 18 | 1 |  | 0 | 107.6391 | 107.6391 | 0.0010764 | Estuary | 0 | FIXED | 34.75 | PI1500-2470 | 0 | 0.25157 | SUBURBS | 0 | 0 | 0 | 1 | Cond | 20 | 32.8084 | 1 | N | 0 |  | CIRC | ROAD | 0.7874 | Full | 0 | Other |  | 0.059055 | 0 | 25 | 0.013 | 0.5 | FIXED | 35.44 | PI1502-274 | 0 | 0 | 0 | 0 | 0 | 0 | 0 | 0 | 0 | 0 | 0 | [11 empty] | 274.2814
0 | PI0800-6886.1 |  |  | 0 | 0.059055 | 0 | 25 | 0.013 | 0 | 212.0768 | 72 | 175.4972 | UNKN | Conduit | 72 | 1 |  | 0 | 107.6391 | 107.6391 | 0.0010764 | Estuary | 0 | FIXED | 14.51 | PI0800-6710 | 0 | 0.25072 | SUBURBS | 0 | 0 | 0 | 1 | Cond | 20 | 32.8084 | 1 | N | 0 |  | CIRC | ROAD | 0.7874 | Full | 0 | Other |  | 0.059055 | 0 | 25 | 0.013 | 0.17 | FIXED | 14.95 | PI0800-6886 | 0 | 0 | 0 | 0 | 0 | 0 | 0 | 0 | 0 | 0 | 0 | [11 empty] | 175.4965
0 | PI0500-8510.1 |  |  | 0 | 0.059055 | 0 | 25 | 0.013 | 0 | 201.3972 | 60 | 1124 | UNKN | Conduit | 60 | 1 |  | 0 | 107.6391 | 107.6391 | 0.0010764 | Estuary | 0 | FIXED | 24.03 | PI0500-7443 | 0 | 0.14947 | SUBURBS | 0 | 0 | 0 | 1 | Cond | 20 | 32.8084 | 2 | N | 0 |  | CIRC | ROAD | 0.7874 | Full | 0 | Other |  | 0.059055 | 0 | 25 | 0.013 | 0.18 | FIXED | 25.71 | PI0500-8510 | 0 | 0 | 0 | 0 | 0 | 0 | 0 | 0 | 0 | 0 | 0 | [11 empty] | 1067.1329
0 | CC0200-27.1 |  |  | 0 | 0.059055 | 0 | 25 | 0.013 | 0 | -198.1568 | 48 | 25 | UNKN | Conduit | 96 | 1 |  | 0 | 107.6391 | 107.6391 | 0.0010764 | Estuary | 0 | FIXED | 13.83 | CC0200-0 | 0 | -0.2 | SUBURBS | 0 | 0 | 0 | 1 | Cond | 20 | 32.8084 | 1 | N | 0 |  | RECT | ROAD | 0.7874 | Full | 0 | Other |  | 0.059055 | 0 | 25 | 0.013 | 0.32 | FIXED | 13.78 | CC0200-27 | 0 | 0 | 0 | 0 | 0 | 0 | 0 | 0 | 0 | 0 | 0 | [11 empty] | 27.1176
0 | PI7804-754.1 |  |  | 0 | 0.059055 | 0 | 25 | 0.013 | 0 | 2.3234 | 12 | 662.7787 | UNKN | Conduit | 12 | 1 |  | 0 | 107.6391 | 107.6391 | 0.0010764 | Estuary | 0 | FIXED | 28.851 | PI7804-91 | 0 | 0.42509 | SUBURBS | 0 | 0 | 0 | 1 | Cond | 20 | 32.8084 | 1 | N | 0 |  | CIRC | ROAD | 0.7874 | Full | 0 | Other |  | 0.059055 | 0 | 25 | 0.013 | 0.18 | FIXED | 31.6684 | PI7804-754 | 0 | 0 | 0 | 0 | 0 | 0 | 0 | 0 | 0 | 0 | 0 | [11 empty] | 662.7765
0 | PI7804-91.1 |  |  | 0 | 0.059055 | 0 | 25 | 0.013 | 0 | 2.3234 | 12 | 90.9405 | UNKN | Conduit | 12 | 1 |  | 0 | 107.6391 | 107.6391 | 0.0010764 | Estuary | 0 | FIXED | 28.4644 | PI7800-3948 | 0 | 0.42509 | SUBURBS | 0 | 0 | 0 | 1 | Cond | 20 | 32.8084 | 1 | N | 0 |  | CIRC | ROAD | 0.7874 | Full | 0 | Other |  | 0.059055 | 0 | 25 | 0.013 | 0.24 | FIXED | 28.851 | PI7804-91 | 0 | 0 | 0 | 0 | 0 | 0 | 0 | 0 | 0 | 0 | 0 | [11 empty] | 90.9404
0 | PI7800-6369.1 |  |  | 0 | 0.059055 | 0 | 25 | 0.013 | 0 | 21.3634 | 36 | 392.4106 | UNKN | Conduit | 36 | 1 |  | 0 | 107.6391 | 107.6391 | 0.0010764 | Estuary | 0 | FIXED | 39.1475 | PI7800-5977 | 0 | 0.10257 | SUBURBS | 0 | 0 | 0 | 1 | Cond | 20 | 32.8084 | 1 | N | 0 |  | CIRC | ROAD | 0.7874 | Full | 0 | Other |  | 0.059055 | 0 | 25 | 0.013 | 0.17 | FIXED | 39.55 | PI7800-6369 | 0 | 0 | 0 | 0 | 0 | 0 | 0 | 0 | 0 | 0 | 0 | [11 empty] | 392.4104
0 | PI7800-5977.1 |  |  | 0 | 0.059055 | 0 | 25 | 0.013 | 0 | 105.1687 | 36 | 10.5233 | UNKN | Conduit | 36 | 1 |  | 0 | 107.6391 | 107.6391 | 0.0010764 | Estuary | 0 | FIXED | 38.8859 | PI7800-5967 | 0 | 2.4857 | SUBURBS | 0 | 0 | 0 | 1 | Cond | 20 | 32.8084 | 1 | N | 0 |  | CIRC | ROAD | 0.7874 | Full | 0 | Other |  | 0.059055 | 0 | 25 | 0.013 | 0.17 | FIXED | 39.1475 | PI7800-5977 | 0 | 0 | 0 | 0 | 0 | 0 | 0 | 0 | 0 | 0 | 0 | [11 empty] | 10.5224
0 | PI7809-649.2 |  |  | 0 | 0.059055 | 0 | 25 | 0.013 | 0 | 16.5641 | 18 | 647.0705 | UNKN | Conduit | 18 | 1 |  | 0 | 107.6391 | 107.6391 | 0.0010764 | Estuary | 0 | FIXED | 23.5955 | PI7800-5977 | 0 | 2.4857 | SUBURBS | 0 | 0 | 0 | 2 | Cond | 20 | 32.8084 | 1 | N | 0 |  | CIRC | ROAD | 0.7874 | Full | 0 | Other |  | 0.059055 | 0 | 25 | 0.013 | 0.5 | FIXED | 39.68 | PI7809-649 | 0 | 0 | 0 | 0 | 0 | 0 | 0 | 0 | 0 | 0 | 0 | [11 empty] | 647.0694
0 | PI7800-5931.1 |  |  | 0 | 0.059055 | 0 | 25 | 0.013 | 0 | 158.6384 | 42 | 71.7573 | UNKN | Conduit | 42 | 1 |  | 0 | 107.6391 | 107.6391 | 0.0010764 | Estuary | 0 | FIXED | 35.0773 | PI7800-5860 | 0 | 2.4857 | SUBURBS | 0 | 0 | 0 | 1 | Cond | 20 | 32.8084 | 1 | N | 0 |  | CIRC | ROAD | 0.7874 | Full | 0 | Other |  | 0.059055 | 0 | 25 | 0.013 | 0.81 | FIXED | 36.8611 | PI7800-5931 | 0 | 0 | 0 | 0 | 0 | 0 | 0 | 0 | 0 | 0 | 0 | [11 empty] | 71.7576
0 | PI7800-3603.2 |  |  | 0 | 0.059055 | 0 | 25 | 0.013 | 0 | 33.3786 | 36 | 1014.4103 | UNKN | Conduit | 36 | 1 |  | 0 | 107.6391 | 107.6391 | 0.0010764 | Estuary | 0 | FIXED | 25.06 | PI7802-589 | 0 | 0.25039 | SUBURBS | 0 | 0 | 0 | 2 | Cond | 20 | 32.8084 | 1 | N | 0 |  | CIRC | ROAD | 0.7874 | Full | 0 | Other |  | 0.059055 | 0 | 25 | 0.013 | 0.5 | FIXED | 27.6 | PI7800-3603 | 0 | 0 | 0 | 0 | 0 | 0 | 0 | 0 | 0 | 0 | 0 | [11 empty] | 1014.4081
0 | PI7800-2017.1 |  |  | 0 | 0.059055 | 0 | 25 | 0.013 | 0 | 329.9 | 48 | 95 | UNKN | Conduit | 48 | 1 |  | 0 | 107.6391 | 107.6391 | 0.0010764 | Estuary | 0 | FIXED | 18.58 | PI7800-1987 | 0 | 5.2737 | SUBURBS | 0 | 0 | 0 | 1 | Cond | 20 | 32.8084 | 1 | N | 0 |  | CIRC | ROAD | 0.7874 | Full | 0 | Other |  | 0.059055 | 0 | 25 | 0.013 | 0.25 | FIXED | 23.59 | PI7800-2017 | 0 | 0 | 0 | 0 | 0 | 0 | 0 | 0 | 0 | 0 | 0 | [11 empty] | 29.742
0 | PI7800-1987.2 |  |  | 0 | 0.059055 | 0 | 25 | 0.013 | 0 | 28.4343 | 33 | 55.3628 | UNKN | Conduit | 33 | 1 |  | 0 | 107.6391 | 107.6391 | 0.0010764 | Estuary | 0 | FIXED | 24.73 | PI7800-1942 | 0 | 0.289 | SUBURBS | 0 | 0 | 0 | 2 | Cond | 20 | 32.8084 | 1 | N | 0 |  | CIRC | ROAD | 0.7874 | Full | 0 | Other |  | 0.059055 | 0 | 25 | 0.013 | 0.5 | FIXED | 24.89 | PI7800-1987 | 0 | 0 | 0 | 0 | 0 | 0 | 0 | 0 | 0 | 0 | 0 | [11 empty] | 45.056
0 | PI7800-1942.1 |  |  | 0 | 0.059055 | 0 | 25 | 0.013 | 0 | 0 | 29 | 79 | UNKN | Conduit | 45 | 1 |  | 0 | 107.6391 | 107.6391 | 0.0010764 | Estuary | 0 | FIXED | 19.39 | PI7800-1870 | 0 | 0.10127 | SUBURBS | 0 | 0 | 0 | 1 | Cond | 20 | 32.8084 | 1 | N | 0 |  | Ellipse | ROAD | 0.7874 | Full | 0 | Other |  | 0.059055 | 0 | 25 | 0.013 | 0.17 | FIXED | 19.47 | PI7800-1942 | 0 | 0 | 0 | 0 | 0 | 0 | 0 | 0 | 0 | 0 | 0 | [11 empty] | 72.627
0 | PI7802-589.1 |  |  | 0 | 0.059055 | 0 | 25 | 0.013 | 0 | 33.3235 | 36 | 589.0221 | UNKN | Conduit | 36 | 1 |  | 0 | 107.6391 | 107.6391 | 0.0010764 | Estuary | 0 | FIXED | 23.59 | PI7800-2017 | 0 | 0.24957 | SUBURBS | 0 | 0 | 0 | 1 | Cond | 20 | 32.8084 | 1 | N | 0 |  | CIRC | ROAD | 0.7874 | Full | 0 | Other |  | 0.059055 | 0 | 25 | 0.013 | 0.25 | FIXED | 25.06 | PI7802-589 | 0 | 0 | 0 | 0 | 0 | 0 | 0 | 0 | 0 | 0 | 0 | [11 empty] | 589.0209
0 | PI7802-589.2 |  |  | 0 | 0.059055 | 0 | 25 | 0.013 | 0 | 5.2469 | 18 | 677.5727 | UNKN | Conduit | 18 | 1 |  | 0 | 107.6391 | 107.6391 | 0.0010764 | Estuary | 0 | FIXED | 25.05 | PI7800-2601 | 0 | 0.24942 | SUBURBS | 0 | 0 | 0 | 2 | Cond | 20 | 32.8084 | 1 | N | 0 |  | CIRC | ROAD | 0.7874 | Full | 0 | Other |  | 0.059055 | 0 | 25 | 0.013 | 0.5 | FIXED | 26.74 | PI7802-589 | 0 | 0 | 0 | 0 | 0 | 0 | 0 | 0 | 0 | 0 | 0 | [11 empty] | 12.0853
0 | PI7700-6606.1 |  |  | 0 | 0.059055 | 0 | 25 | 0.013 | 0 | 59.6181 | 39 | 150.132 | UNKN | Conduit | 39 | 1 |  | 0 | 107.6391 | 107.6391 | 0.0010764 | Estuary | 0 | FIXED | 39.5 | PI7700-6450 | 0 | 0.52125 | SUBURBS | 0 | 0 | 0 | 1 | Cond | 20 | 32.8084 | 1 | N | 0 |  | CIRC | ROAD | 0.7874 | Full | 0 | Other |  | 0.059055 | 0 | 25 | 0.013 | 0.17 | FIXED | 40.2826 | PI7700-6606 | 0 | 0 | 0 | 0 | 0 | 0 | 0 | 0 | 0 | 0 | 0 | [11 empty] | 156.2785
0 | CC0100-3146.1 |  |  | 0 | 0.059055 | 0 | 25 | 0.013 | 0 | 161.8859 | 48 | 2130 | UNKN | Conduit | 144 | 1 |  | 0 | 107.6391 | 107.6391 | 0.0010764 | Estuary | 0 | FIXED | 2.63 | CC0100-1030 | 0 | 0.050704 | SUBURBS | 0 | 0 | 0 | 1 | Cond | 20 | 32.8084 | 1 | N | 0 |  | RECT | ROAD | 0.7874 | Full | 0 | Other |  | 0.059055 | 0 | 25 | 0.013 | 0.84 | FIXED | 3.71 | CC0100-3146 | 0 | 0 | 0 | 0 | 0 | 0 | 0 | 0 | 0 | 0 | 0 | [11 empty] | 2115.9024
0 | CC0100-1030.1 |  |  | 0 | 0.059055 | 0 | 25 | 0.013 | 0 | -156.8835 | 48 | 504 | UNKN | Conduit | 144 | 1 |  | 0 | 107.6391 | 107.6391 | 0.0010764 | Estuary | 1 | FIXED | 2.63 | CC0100-0 | 0 | -0.047619 | SUBURBS | 0 | 0 | 0 | 1 | Cond | 20 | 32.8084 | 1 | N | 0 |  | RECT | ROAD | 0.7874 | Full | 0 | Other |  | 0.059055 | 0 | 25 | 0.013 | 0.32 | FIXED | 2.39 | CC0100-1030 | 0 | 0 | 0 | 0 | 0 | 0 | 0 | 0 | 0 | 0 | 0 | [11 empty] | 1030.1938
0 | PI6500-1693.1 |  |  | 0 | 0.059055 | 0 | 25 | 0.013 | 0 | 205.7628 | 72 | 1309.2679 | UNKN | Conduit | 72 | 1 |  | 0 | 107.6391 | 107.6391 | 0.0010764 | Estuary | 0 | FIXED | 0.74 | PI6500-1083 | 0 | 0.23601 | SUBURBS | 0 | 0 | 0 | 1 | Cond | 20 | 32.8084 | 1 | N | 0 |  | CIRC | ROAD | 0.7874 | Full | 0 | Other |  | 0.059055 | 0 | 25 | 0.013 | 0.17 | FIXED | 3.83 | PI6500-1693 | 0 | 0 | 0 | 0 | 0 | 0 | 0 | 0 | 0 | 0 | 0 | [11 empty] | 609.8983
0 | PI9600-4475.1 |  |  | 0 | 0.059055 | 0 | 25 | 0.013 | 0 | 1.6428 | 12 | 305.8612 | UNKN | Conduit | 12 | 1 |  | 0 | 107.6391 | 107.6391 | 0.0010764 | Estuary | 0 | FIXED | 94.34 | PI9600-4409 | 0 | 0.21251 | SUBURBS | 0 | 0 | 0 | 1 | Cond | 20 | 32.8084 | 1 | N | 0 |  | CIRC | ROAD | 0.7874 | Full | 0 | Other |  | 0.059055 | 0 | 25 | 0.013 | 0.17 | FIXED | 94.99 | PI9600-4475 | 0 | 0 | 0 | 0 | 0 | 0 | 0 | 0 | 0 | 0 | 0 | [11 empty] | 66.5963
0 | PI6601-1120.1 |  |  | 0 | 0.059055 | 0 | 25 | 0.013 | 0 | 1.7781 | 12 | 421.7238 | UNKN | Conduit | 12 | 1 |  | 0 | 107.6391 | 107.6391 | 0.0010764 | Estuary | 0 | FIXED | 9.04 | PI6601-1014 | 0 | 0.24898 | SUBURBS | 0 | 0 | 0 | 1 | Cond | 20 | 32.8084 | 1 | N | 0 |  | CIRC | ROAD | 0.7874 | Full | 0 | Other |  | 0.059055 | 0 | 25 | 0.013 | 0.5 | FIXED | 10.09 | PI6601-1120 | 0 | 0 | 0 | 0 | 0 | 0 | 0 | 0 | 0 | 0 | 0 | [11 empty] | 105.744
0 | PI6503-43.1 |  |  | 0 | 0.059055 | 0 | 25 | 0.013 | 0 | 50.316 | 42 | 279.9274 | UNKN | Conduit | 42 | 1 |  | 0 | 107.6391 | 107.6391 | 0.0010764 | Estuary | 0 | FIXED | 4.97 | PI6500-2876 | 0 | 0.25006 | SUBURBS | 0 | 0 | 0 | 1 | Cond | 20 | 32.8084 | 1 | N | 0 |  | CIRC | ROAD | 0.7874 | Full | 0 | Other |  | 0.059055 | 0 | 25 | 0.013 | 0.17 | FIXED | 5.67 | PI6503-43 | 0 | 0 | 0 | 0 | 0 | 0 | 0 | 0 | 0 | 0 | 0 | [11 empty] | 43.3278
0 | PI6900-343.1 |  |  | 0 | 0.059055 | 0 | 25 | 0.013 | 0 | 29.0799 | 42 | 826.0806 | UNKN | Conduit | 42 | 1 |  | 0 | 107.6391 | 107.6391 | 0.0010764 | Estuary | 0 | FIXED | 9.5 | PI6900-106 | 0 | 0.083527 | SUBURBS | 0 | 0 | 0 | 1 | Cond | 20 | 32.8084 | 1 | N | 0 |  | CIRC | ROAD | 0.7874 | Full | 0 | Other |  | 0.059055 | 0 | 25 | 0.013 | 0.17 | FIXED | 10.19 | PI6900-343 | 0 | 0 | 0 | 0 | 0 | 0 | 0 | 0 | 0 | 0 | 0 | [11 empty] | 236.9982
0 | PI5800-4733.1 |  |  | 0 | 0.059055 | 0 | 25 | 0.013 | 0 | 59.1463 | 42 | 1085.2648 | UNKN | Conduit | 42 | 1 |  | 0 | 107.6391 | 107.6391 | 0.0010764 | Estuary | 0 | FIXED | 50.22 | PI5800-4213 | 0 | 0.34554 | SUBURBS | 0 | 0 | 0 | 1 | Cond | 20 | 32.8084 | 1 | N | 0 |  | CIRC | ROAD | 0.7874 | Full | 0 | Other |  | 0.059055 | 0 | 25 | 0.013 | 0.17 | FIXED | 53.97 | PI5800-4733 | 0 | 0 | 0 | 0 | 0 | 0 | 0 | 0 | 0 | 0 | 0 | [11 empty] | 520.0805
0 | PI5800-7396.1 |  |  | 0 | 0.059055 | 0 | 25 | 0.013 | 0 | 84.3644 | 36 | 462.0004 | UNKN | Conduit | 36 | 1 |  | 0 | 107.6391 | 107.6391 | 0.0010764 | Estuary | 0 | FIXED | 58.3 | PI5800-7230 | 0 | 1.5996 | SUBURBS | 0 | 0 | 0 | 1 | Cond | 20 | 32.8084 | 1 | N | 0 |  | CIRC | ROAD | 0.7874 | Full | 0 | Other |  | 0.059055 | 0 | 25 | 0.013 | 0.23 | FIXED | 65.69 | PI5800-7396 | 0 | 0 | 0 | 0 | 0 | 0 | 0 | 0 | 0 | 0 | 0 | [11 empty] | 166.0029
0 | PI8200-631.1 |  |  | 0 | 0.059055 | 0 | 25 | 0.013 | 0 | 11.3258 | 24 | 638.5166 | UNKN | Conduit | 24 | 1 |  | 0 | 107.6391 | 107.6391 | 0.0010764 | Estuary | 0 | FIXED | 24.18 | PI8200-419 | 0 | 0.25058 | SUBURBS | 0 | 0 | 0 | 1 | Cond | 20 | 32.8084 | 1 | N | 0 |  | CIRC | ROAD | 0.7874 | Full | 0 | Other |  | 0.059055 | 0 | 25 | 0.013 | 0.27 | FIXED | 25.78 | PI8200-631 | 0 | 0 | 0 | 0 | 0 | 0 | 0 | 0 | 0 | 0 | 0 | [11 empty] | 211.9336
0 | PI7803-1248.1 |  |  | 0 | 0.059055 | 0 | 25 | 0.013 | 0 | 1.6875 | 12 | 845.759 | UNKN | Conduit | 12 | 1 |  | 0 | 107.6391 | 107.6391 | 0.0010764 | Estuary | 0 | FIXED | 27.3106 | PI7803-928 | 0 | 0.22423 | SUBURBS | 0 | 0 | 0 | 1 | Cond | 20 | 32.8084 | 1 | N | 0 |  | CIRC | ROAD | 0.7874 | Full | 0 | Other |  | 0.059055 | 0 | 25 | 0.013 | 0.17 | FIXED | 29.207 | PI7803-1248 | 0 | 0 | 0 | 0 | 0 | 0 | 0 | 0 | 0 | 0 | 0 | [11 empty] | 320.372
0 | PI7803-1773.1 |  |  | 0 | 0.059055 | 0 | 25 | 0.013 | 0 | 1.6875 | 12 | 845.759 | UNKN | Conduit | 12 | 1 |  | 0 | 107.6391 | 107.6391 | 0.0010764 | Estuary | 0 | FIXED | 31.1035 | PI7803-1524 | 0 | 0.22423 | SUBURBS | 0 | 0 | 0 | 1 | Cond | 20 | 32.8084 | 1 | N | 0 |  | CIRC | ROAD | 0.7874 | Full | 0 | Other |  | 0.059055 | 0 | 25 | 0.013 | 0.5 | FIXED | 33 | PI7803-1773 | 0 | 0 | 0 | 0 | 0 | 0 | 0 | 0 | 0 | 0 | 0 | [11 empty] | 248.9235
0 | CC0400-152.1 |  |  | 0 | 0.059055 | 0 | 25 | 0.013 | 0 | 3.2305 | 15 | 152 | UNKN | Conduit | 15 | 1 |  | 0 | 107.6391 | 107.6391 | 0.0010764 | Estuary | 0 | FIXED | 42 | CC0400-0 | 0 | 0.25 | SUBURBS | 0 | 0 | 0 | 1 | Cond | 20 | 32.8084 | 1 | N | 0 |  | CIRC | ROAD | 0.7874 | Full | 0 | Other |  | 0.059055 | 0 | 25 | 0.013 | 0.5 | FIXED | 42.38 | CC0400-152 | 0 | 0 | 0 | 0 | 0 | 0 | 0 | 0 | 0 | 0 | 0 | [11 empty] | 151.9294
0 | CC0600-1256.1 |  |  | 0 | 0.059055 | 0 | 25 | 0.013 | 0 | 39.4713 | 24 | 230 | UNKN | Conduit | 24 | 1 |  | 0 | 107.6391 | 107.6391 | 0.0010764 | Estuary | 0 | FIXED | 93 | CC0600-0 | 0 | 3.0435 | SUBURBS | 0 | 0 | 0 | 1 | Cond | 20 | 32.8084 | 1 | N | 0 |  | CIRC | ROAD | 0.7874 | Full | 0 | Other |  | 0.059055 | 0 | 25 | 0.013 | 0.5 | FIXED | 100 | CC0600-1256 | 0 | 0 | 0 | 0 | 0 | 0 | 0 | 0 | 0 | 0 | 0 | [11 empty] | 1255.5772
0 | PI6400-8.1 |  |  | 0 | 0.059055 | 0 | 25 | 0.013 | 0 | 142.947 | 30 | 7 | UNKN | Conduit | 30 | 1 |  | 0 | 107.6391 | 107.6391 | 0.0010764 | Estuary | 0 | FIXED | 11.74 | CC0900-1366 | 0 | 12.1429 | SUBURBS | 0 | 0 | 0 | 1 | Cond | 20 | 32.8084 | 1 | N | 0 |  | CIRC | ROAD | 0.7874 | Full | 0 | Other |  | 0.059055 | 0 | 25 | 0.013 | 0.17 | FIXED | 12.59 | PI6400-8 | 0 | 0 | 0 | 0 | 0 | 0 | 0 | 0 | 0 | 0 | 0 | [11 empty] | 8.0282
0 | PI6400-288.1 |  |  | 0 | 0.059055 | 0 | 25 | 0.013 | 0 | 11.4996 | 30 | 279.9516 | UNKN | Conduit | 30 | 1 |  | 0 | 107.6391 | 107.6391 | 0.0010764 | Estuary | 0 | FIXED | 12.59 | PI6400-8 | 0 | 0.078585 | SUBURBS | 0 | 0 | 0 | 1 | Cond | 20 | 32.8084 | 1 | N | 0 |  | CIRC | ROAD | 0.7874 | Full | 0 | Other |  | 0.059055 | 0 | 25 | 0.013 | 0.26 | FIXED | 12.81 | PI6400-288 | 0 | 0 | 0 | 0 | 0 | 0 | 0 | 0 | 0 | 0 | 0 | [11 empty] | 279.9513
0 | PI6400-2043.1 |  |  | 0 | 0.059055 | 0 | 25 | 0.013 | 0 | -1.2112 | 10 | 1754.7611 | UNKN | Conduit | 10 | 1 |  | 0 | 107.6391 | 107.6391 | 0.0010764 | Estuary | 0 | FIXED | 14.48 | PI6400-288 | 0 | -0.30545 | SUBURBS | 0 | 0 | 0 | 1 | Cond | 20 | 32.8084 | 1 | N | 0 |  | CIRC | ROAD | 0.7874 | Full | 0 | Other |  | 0.059055 | 0 | 25 | 0.013 | 0.82 | FIXED | 9.12 | PI6400-2043 | 0 | 0 | 0 | 0 | 0 | 0 | 0 | 0 | 0 | 0 | 0 | [11 empty] | 1754.7569
0 | PI6400-2100.1 |  |  | 0 | 0.059055 | 0 | 25 | 0.013 | 0 | 0 | 8 | 57.187 | UNKN | Conduit | 8 | 1 |  | 0 | 107.6391 | 107.6391 | 0.0010764 | Estuary | 0 | FIXED | 9.2 | PI6400-2043 | 0 | 0 | SUBURBS | 0 | 0 | 0 | 1 | Cond | 20 | 32.8084 | 1 | N | 0 |  | CIRC | ROAD | 0.7874 | Full | 0 | Other |  | 0.059055 | 0 | 25 | 0.013 | 0.42 | FIXED | 9.2 | PI6400-2100 | 0 | 0 | 0 | 0 | 0 | 0 | 0 | 0 | 0 | 0 | 0 | [11 empty] | 57.1864
0 | PI6300-71.1 |  |  | 0 | 0.059055 | 0 | 25 | 0.013 | 0 | 1.8421 | 12 | 71.1059 | UNKN | Conduit | 12 | 1 |  | 0 | 107.6391 | 107.6391 | 0.0010764 | Estuary | 0 | FIXED | 14 | PI6300-0 | 0 | 0.26721 | SUBURBS | 0 | 0 | 0 | 1 | Cond | 20 | 32.8084 | 1 | N | 0 |  | CIRC | ROAD | 0.7874 | Full | 0 | Other |  | 0.059055 | 0 | 25 | 0.013 | 0.5 | FIXED | 14.19 | PI6300-71 | 0 | 0 | 0 | 0 | 0 | 0 | 0 | 0 | 0 | 0 | 0 | [11 empty] | 71.1059
0 | PI1500-5381.1 |  |  | 0 | 0.059055 | 0 | 25 | 0.013 | 0 | 7.9195 | 21 | 388.408 | UNKN | Conduit | 21 | 1 |  | 0 | 107.6391 | 107.6391 | 0.0010764 | Estuary | 0 | FIXED | 50.95 | PI1500-5343 | 0 | 0.24974 | SUBURBS | 0 | 0 | 0 | 1 | Cond | 20 | 32.8084 | 1 | N | 0 |  | CIRC | ROAD | 0.7874 | Full | 0 | Other |  | 0.059055 | 0 | 25 | 0.013 | 0.17 | FIXED | 51.92 | PI1500-5381 | 0 | 0 | 0 | 0 | 0 | 0 | 0 | 0 | 0 | 0 | 0 | [11 empty] | 38.3827
0 | PI8000-15.1 |  |  | 0 | 0.059055 | 0 | 25 | 0.013 | 0 | 24.127 | 30 | 289.9776 | UNKN | Conduit | 30 | 1 |  | 0 | 107.6391 | 107.6391 | 0.0010764 | Estuary | 0 | FIXED | 35.0773 | PI7800-5860 | 0 | 0.34592 | SUBURBS | 0 | 0 | 0 | 1 | Cond | 20 | 32.8084 | 1 | N | 0 |  | CIRC | ROAD | 0.7874 | Full | 0 | Other |  | 0.059055 | 0 | 25 | 0.013 | 0.17 | FIXED | 36.0804 | PI8000-15 | 0 | 0 | 0 | 0 | 0 | 0 | 0 | 0 | 0 | 0 | 0 | [11 empty] | 14.6183
0 | PI0300-2041.1 |  |  | 0 | 0.059055 | 0 | 25 | 0.013 | 0 | 195.6016 | 54 | 133.4422 | UNKN | Conduit | 54 | 1 |  | 0 | 107.6391 | 107.6391 | 0.0010764 | Estuary | 0 | FIXED | 2.39 | PI0300-1907 | 0 | 0.2473 | SUBURBS | 0 | 0 | 0 | 1 | Cond | 20 | 32.8084 | 2 | N | 0 |  | CIRC | ROAD | 0.7874 | Full | 0 | Other |  | 0.059055 | 0 | 25 | 0.013 | 0.25 | FIXED | 2.72 | PI0300-2041 | 0 | 0 | 0 | 0 | 0 | 0 | 0 | 0 | 0 | 0 | 0 | [11 empty] | 133.4472
0 | PI381001-108.1 |  |  | 0 | 0.059055 | 0 | 25 | 0.013 | 0 | 7.7522 | 21 | 25.0736 | UNKN | Conduit | 21 | 1 |  | 0 | 107.6391 | 107.6391 | 0.0010764 | Estuary | 0 | FIXED | 69.53 | PI3810-302 | 0 | 0.2393 | SUBURBS | 0 | 0 | 0 | 1 | Cond | 20 | 32.8084 | 1 | N | 0 |  | CIRC | ROAD | 0.7874 | Full | 0 | Other |  | 0.059055 | 0 | 25 | 0.013 | 0.5 | FIXED | 69.59 | PI381001-108 | 0 | 0 | 0 | 0 | 0 | 0 | 0 | 0 | 0 | 0 | 0 | [11 empty] | 108.3085
0 | PI1600-225.1 |  |  | 0 | 0.059055 | 0 | 25 | 0.013 | 0 | 11.2797 | 24 | 63.705 | UNKN | Conduit | 24 | 1 |  | 0 | 107.6391 | 107.6391 | 0.0010764 | Estuary | 1 | FIXED | 53 | PI1600-0 | 0 | 0.24855 | SUBURBS | 0 | 0 | 0 | 1 | Cond | 20 | 32.8084 | 1 | N | 0 |  | CIRC | ROAD | 0.7874 | Full | 0 | Other |  | 0.059055 | 0 | 25 | 0.013 | 0.54 | FIXED | 53.1583 | PI1600-225 | 0 | 0 | 0 | 0 | 0 | 0 | 0 | 0 | 0 | 0 | 0 | [11 empty] | 227.3503
0 | PI1000-7.1 |  |  | 0 | 0.059055 | 0 | 25 | 0.013 | 0 | 4.4243 | 12 | 29.1944 | UNKN | Conduit | 12 | 1 |  | 0 | 107.6391 | 107.6391 | 0.0010764 | Estuary | 1 | FIXED | 13.19 | PI1000-0 | 0 | 1.5414 | SUBURBS | 0 | 0 | 0 | 1 | Cond | 20 | 32.8084 | 1 | N | 0 |  | CIRC | ROAD | 0.7874 | Full | 0 | Other |  | 0.059055 | 0 | 25 | 0.013 | 0.47 | FIXED | 13.64 | PI1000-7 | 0 | 0 | 0 | 0 | 0 | 0 | 0 | 0 | 0 | 0 | 0 | [11 empty] | 6.6108
0 | PI9400-0.1 |  |  | 0 | 0.059055 | 0 | 25 | 0.013 | 0 | -597.3433 | 66 | 118.5354 | UNKN | Conduit | 66 | 1 |  | 0 | 107.6391 | 107.6391 | 0.0010764 | Estuary | 1 | FIXED | 74.75 | CC0900-26669 | 0 | -3.1636 | SUBURBS | 0 | 0 | 0 | 1 | Cond | 20 | 32.8084 | 1 | N | 0 |  | CIRC | ROAD | 0.7874 | Full | 0 | Other |  | 0.059055 | 0 | 25 | 0.013 | 0.18 | FIXED | 71 | PI9400-0 | 0 | 0 | 0 | 0 | 0 | 0 | 0 | 0 | 0 | 0 | 0 | [11 empty] | 57.5657
0 | CC0900-20416.1 |  |  | 0 | 0.059055 | 0 | 25 | 0.013 | 0 | 78.2561 | 54 | 120 | UNKN | Conduit | 54 | 1 |  | 0 | 107.6391 | 107.6391 | 0.0010764 | Estuary | 0 | FIXED | 51.07 | CC0900-20294 | 0 | 0.15833 | SUBURBS | 0 | 0 | 0 | 1 | Cond | 20 | 32.8084 | 1 | N | 0 |  | CIRC | ROAD | 0.7874 | Full | 0 | Other |  | 0.059055 | 0 | 25 | 0.013 | 0.25 | FIXED | 51.26 | CC0900-20416 | 0 | 0 | 0 | 0 | 0 | 0 | 0 | 0 | 0 | 0 | 0 | [11 empty] | 121.7384
0 | CC0900-20294.1 |  |  | 0 | 0.059055 | 0 | 25 | 0.013 | 0 | 55.8094 | 36 | 40 | UNKN | Conduit | 36 | 1 |  | 0 | 107.6391 | 107.6391 | 0.0010764 | Estuary | 0 | FIXED | 51 | CC0900-20254 | 0 | 0.175 | SUBURBS | 0 | 0 | 0 | 1 | Cond | 20 | 32.8084 | 2 | N | 0 |  | CIRC | ROAD | 0.7874 | Full | 0 | Other |  | 0.059055 | 0 | 25 | 0.013 | 0.83 | FIXED | 51.07 | CC0900-20294 | 0 | 0 | 0 | 0 | 0 | 0 | 0 | 0 | 0 | 0 | 0 | [11 empty] | 39.9993
0 | CC0900-20254.1 |  |  | 0 | 0.059055 | 0 | 25 | 0.013 | 0 | 101.476 | 54 | 154 | UNKN | Conduit | 54 | 1 |  | 0 | 107.6391 | 107.6391 | 0.0010764 | Estuary | 0 | FIXED | 50.59 | CC0900-20100 | 0 | 0.26623 | SUBURBS | 0 | 0 | 0 | 1 | Cond | 20 | 32.8084 | 1 | N | 0 |  | CIRC | ROAD | 0.7874 | Full | 0 | Other |  | 0.059055 | 0 | 25 | 0.013 | 0.48 | FIXED | 51 | CC0900-20254 | 0 | 0 | 0 | 0 | 0 | 0 | 0 | 0 | 0 | 0 | 0 | [11 empty] | 153.9995
0 | CC0900-20100.1 |  |  | 0 | 0.059055 | 0 | 25 | 0.013 | 0 | 157.3338 | 54 | 150 | UNKN | Conduit | 54 | 1 |  | 0 | 107.6391 | 107.6391 | 0.0010764 | Estuary | 1 | FIXED | 49.63 | CC0900-19950 | 0 | 0.64 | SUBURBS | 0 | 0 | 0 | 1 | Cond | 20 | 32.8084 | 1 | N | 0 |  | CIRC | ROAD | 0.7874 | Full | 0 | Other |  | 0.059055 | 0 | 25 | 0.013 | 0.39 | FIXED | 50.59 | CC0900-20100 | 0 | 0 | 0 | 0 | 0 | 0 | 0 | 0 | 0 | 0 | 0 | [11 empty] | 149.9998
0 | PI9300-3068.1 |  |  | 0 | 0.059055 | 0 | 25 | 0.013 | 0 | 8.121 | 18 | 241 | UNKN | Conduit | 18 | 1 |  | 0 | 107.6391 | 107.6391 | 0.0010764 | Estuary | 0 | FIXED | 75.06 | PI9300-2827 | 0 | 0.59751 | SUBURBS | 0 | 0 | 0 | 1 | Cond | 20 | 32.8084 | 1 | N | 0 |  | CIRC | ROAD | 0.7874 | Full | 0 | Other |  | 0.059055 | 0 | 25 | 0.013 | 0.5 | FIXED | 76.5 | PI9300-3068 | 0 | 0 | 0 | 0 | 0 | 0 | 0 | 0 | 0 | 0 | 0 | [11 empty] | 240.9131
0 | PI9300-2311.1 |  |  | 0 | 0.059055 | 0 | 25 | 0.013 | 0 | 20.4501 | 30 | 169 | UNKN | Conduit | 30 | 1 |  | 0 | 107.6391 | 107.6391 | 0.0010764 | Estuary | 0 | FIXED | 73.35 | PI9300-2142 | 0 | 0.24852 | SUBURBS | 0 | 0 | 0 | 1 | Cond | 20 | 32.8084 | 1 | N | 0 |  | CIRC | ROAD | 0.7874 | Full | 0 | Other |  | 0.059055 | 0 | 25 | 0.013 | 0.25 | FIXED | 73.77 | PI9300-2311 | 0 | 0 | 0 | 0 | 0 | 0 | 0 | 0 | 0 | 0 | 0 | [11 empty] | 169.0923
0 | PI8100-614.1 |  |  | 0 | 0.059055 | 0 | 25 | 0.013 | 0 | 2.5763 | 12 | 87.5826 | UNKN | Conduit | 12 | 1 |  | 0 | 107.6391 | 107.6391 | 0.0010764 | Estuary | 0 | FIXED | 45.5422 | PI8100-526 | 0 | 0.52268 | SUBURBS | 0 | 0 | 0 | 1 | Cond | 20 | 32.8084 | 1 | N | 0 |  | CIRC | ROAD | 0.7874 | Full | 0 | Other |  | 0.059055 | 0 | 25 | 0.013 | 0.5 | FIXED | 46 | PI8100-614 | 0 | 0 | 0 | 0 | 0 | 0 | 0 | 0 | 0 | 0 | 0 | [11 empty] | 87.5823
0 | PI0500-3768.1 |  |  | 0 | 0.059055 | 0 | 25 | 0.013 | 0 | 22.5722 | 24 | 638 | UNKN | Conduit | 24 | 1 |  | 0 | 107.6391 | 107.6391 | 0.0010764 | Estuary | 0 | FIXED | 11.46 | PI0500-3130 | 0 | 0.9953 | SUBURBS | 0 | 0 | 0 | 1 | Cond | 20 | 32.8084 | 1 | N | 0 |  | CIRC | ROAD | 0.7874 | Full | 0 | Other |  | 0.059055 | 0 | 25 | 0.013 | 0.5 | FIXED | 17.81 | PI0500-3768 | 0 | 0 | 0 | 0 | 0 | 0 | 0 | 0 | 0 | 0 | 0 | [11 empty] | 638.168
0 | PI1504-541.2 |  |  | 0 | 0.059055 | 0 | 25 | 0.013 | 0 | 2.1632 | 15 | 35.684 | UNKN | Conduit | 15 | 1 |  | 0 | 107.6391 | 107.6391 | 0.0010764 | Estuary | 0 | FIXED | 48.56 | PI1508-1446 | 0 | 0.11209 | SUBURBS | 0 | 0 | 0 | 2 | Cond | 20 | 32.8084 | 1 | N | 0 |  | CIRC | ROAD | 0.7874 | Full | 0 | Other |  | 0.059055 | 0 | 25 | 0.013 | 0.5 | FIXED | 48.6 | PI1504-541 | 0 | 0 | 0 | 0 | 0 | 0 | 0 | 0 | 0 | 0 | 0 | [11 empty] | 35.6841
0 | PI1508-1446.1 |  |  | 0 | 0.059055 | 0 | 25 | 0.013 | 0 | 3.8301 | 15 | 415.4604 | UNKN | Conduit | 15 | 1 |  | 0 | 107.6391 | 107.6391 | 0.0010764 | Estuary | 0 | FIXED | 47.1 | PI1508-1030 | 0 | 0.35142 | SUBURBS | 0 | 0 | 0 | 1 | Cond | 20 | 32.8084 | 1 | N | 0 |  | CIRC | ROAD | 0.7874 | Full | 0 | Other |  | 0.059055 | 0 | 25 | 0.013 | 0.42 | FIXED | 48.56 | PI1508-1446 | 0 | 0 | 0 | 0 | 0 | 0 | 0 | 0 | 0 | 0 | 0 | [11 empty] | 415.4591
0 | PI1508-630.1 |  |  | 0 | 0.059055 | 0 | 25 | 0.013 | 0 | 4.3973 | 15 | 60.4475 | UNKN | Conduit | 15 | 1 |  | 0 | 107.6391 | 107.6391 | 0.0010764 | Estuary | 0 | FIXED | 45.3 | PI1508-570 | 0 | 0.46321 | SUBURBS | 0 | 0 | 0 | 1 | Cond | 20 | 32.8084 | 1 | N | 0 |  | CIRC | ROAD | 0.7874 | Full | 0 | Other |  | 0.059055 | 0 | 25 | 0.013 | 0.24 | FIXED | 45.58 | PI1508-630 | 0 | 0 | 0 | 0 | 0 | 0 | 0 | 0 | 0 | 0 | 0 | [11 empty] | 60.4475
0 | PI1508-570.1 |  |  | 0 | 0.059055 | 0 | 25 | 0.013 | 0 | 4.1502 | 15 | 368.3787 | UNKN | Conduit | 15 | 1 |  | 0 | 107.6391 | 107.6391 | 0.0010764 | Estuary | 0 | FIXED | 43.78 | PI1508-201 | 0 | 0.41262 | SUBURBS | 0 | 0 | 0 | 1 | Cond | 20 | 32.8084 | 1 | N | 0 |  | CIRC | ROAD | 0.7874 | Full | 0 | Other |  | 0.059055 | 0 | 25 | 0.013 | 0.24 | FIXED | 45.3 | PI1508-570 | 0 | 0 | 0 | 0 | 0 | 0 | 0 | 0 | 0 | 0 | 0 | [11 empty] | 368.3777
0 | PI1508-201.1 |  |  | 0 | 0.059055 | 0 | 25 | 0.013 | 0 | 4.7539 | 15 | 201.3343 | UNKN | Conduit | 15 | 1 |  | 0 | 107.6391 | 107.6391 | 0.0010764 | Estuary | 0 | FIXED | 42.69 | PI1500-3953 | 0 | 0.54139 | SUBURBS | 0 | 0 | 0 | 1 | Cond | 20 | 32.8084 | 1 | N | 0 |  | CIRC | ROAD | 0.7874 | Full | 0 | Other |  | 0.059055 | 0 | 25 | 0.013 | 0.17 | FIXED | 43.78 | PI1508-201 | 0 | 0 | 0 | 0 | 0 | 0 | 0 | 0 | 0 | 0 | 0 | [11 empty] | 201.3343
0 | PI1508-1030.1 |  |  | 0 | 0.059055 | 0 | 25 | 0.013 | 0 | 3.9827 | 15 | 400.0227 | UNKN | Conduit | 15 | 1 |  | 0 | 107.6391 | 107.6391 | 0.0010764 | Estuary | 0 | FIXED | 45.58 | PI1508-630 | 0 | 0.37998 | SUBURBS | 0 | 0 | 0 | 1 | Cond | 20 | 32.8084 | 1 | N | 0 |  | CIRC | ROAD | 0.7874 | Full | 0 | Other |  | 0.059055 | 0 | 25 | 0.013 | 0.17 | FIXED | 47.1 | PI1508-1030 | 0 | 0 | 0 | 0 | 0 | 0 | 0 | 0 | 0 | 0 | 0 | [11 empty] | 400.0222
0 | PI1504-892.1 |  |  | 0 | 0.059055 | 0 | 25 | 0.013 | 0 | 2.9451 | 15 | 351.3231 | UNKN | Conduit | 15 | 1 |  | 0 | 107.6391 | 107.6391 | 0.0010764 | Estuary | 0 | FIXED | 48.6 | PI1504-541 | 0 | 0.20779 | SUBURBS | 0 | 0 | 0 | 1 | Cond | 20 | 32.8084 | 1 | N | 0 |  | CIRC | ROAD | 0.7874 | Full | 0 | Other |  | 0.059055 | 0 | 25 | 0.013 | 0.5 | FIXED | 49.33 | PI1504-892 | 0 | 0 | 0 | 0 | 0 | 0 | 0 | 0 | 0 | 0 | 0 | [11 empty] | 351.322
0 | PI1500-6382.2 |  |  | 0 | 0.059055 | 0 | 25 | 0.013 | 0 | 6.5871 | 15 | 124.1059 | UNKN | Conduit | 15 | 1 |  | 0 | 107.6391 | 107.6391 | 0.0010764 | Estuary | 0 | FIXED | 50.1 | PI1504-1272 | 0 | 1.0394 | SUBURBS | 0 | 0 | 0 | 2 | Cond | 20 | 32.8084 | 1 | N | 0 |  | CIRC | ROAD | 0.7874 | Full | 0 | Other |  | 0.059055 | 0 | 25 | 0.013 | 0.5 | FIXED | 51.39 | PI1500-6382 | 0 | 0 | 0 | 0 | 0 | 0 | 0 | 0 | 0 | 0 | 0 | [11 empty] | 124.1061
0 | PI1500-3263.1 |  |  | 0 | 0.059055 | 0 | 25 | 0.013 | 0 | 9.2195 | 24 | 54.2021 | UNKN | Conduit | 24 | 1 |  | 0 | 107.6391 | 107.6391 | 0.0010764 | Estuary | 0 | FIXED | 37.53 | PI1500-3234 | 0 | 0.16605 | SUBURBS | 0 | 0 | 0 | 1 | Cond | 20 | 32.8084 | 1 | N | 0 |  | CIRC | ROAD | 0.7874 | Full | 0 | Other |  | 0.059055 | 0 | 25 | 0.013 | 0.18 | FIXED | 37.62 | PI1500-3263 | 0 | 0 | 0 | 0 | 0 | 0 | 0 | 0 | 0 | 0 | 0 | [11 empty] | 29.0173
0 | PI6200-1805.1 |  |  | 0 | 0.059055 | 0 | 25 | 0.013 | 0 | 168.0481 | 66 | 655 | UNKN | Conduit | 66 | 1 |  | 0 | 107.6391 | 107.6391 | 0.0010764 | Estuary | 0 | FIXED | 100.85 | PI6200-1144 | 0 | 0.25038 | SUBURBS | 0 | 0 | 0 | 1 | Cond | 20 | 32.8084 | 1 | N | 0 |  | CIRC | ROAD | 0.7874 | Full | 0 | Other |  | 0.059055 | 0 | 25 | 0.013 | 0.5 | FIXED | 102.49 | PI6200-1805 | 0 | 0 | 0 | 0 | 0 | 0 | 0 | 0 | 0 | 0 | 0 | [11 empty] | 660.8703
0 | PI5300-3634.1 |  |  | 0 | 0.059055 | 0 | 25 | 0.013 | 0 | 56.5635 | 24 | 176 | UNKN | Conduit | 24 | 1 |  | 0 | 107.6391 | 107.6391 | 0.0010764 | Estuary | 0 | FIXED | 93 | CC0600-0 | 0 | 6.25 | SUBURBS | 0 | 0 | 0 | 1 | Cond | 20 | 32.8084 | 1 | N | 0 |  | CIRC | ROAD | 0.7874 | Full | 0 | Other |  | 0.059055 | 0 | 25 | 0.013 | 0.5 | FIXED | 104 | PI5300-3634 | 0 | 0 | 0 | 0 | 0 | 0 | 0 | 0 | 0 | 0 | 0 | [11 empty] | 425.2626
0 | CC0304-756.1 |  |  | 0 | 0.059055 | 0 | 25 | 0.013 | 0 | 21.7707 | 24 | 756.0436 | UNKN | Conduit | 24 | 1 |  | 0 | 107.6391 | 107.6391 | 0.0010764 | Estuary | 1 | FIXED | 88 | CC0303-1293 | 0 | 0.92587 | SUBURBS | 0 | 0 | 0 | 1 | Cond | 20 | 32.8084 | 1 | N | 0 |  | CIRC | ROAD | 0.7874 | Full | 0 | Other |  | 0.059055 | 0 | 25 | 0.013 | 0.17 | FIXED | 95 | CC0304-756 | 0 | 0 | 0 | 0 | 0 | 0 | 0 | 0 | 0 | 0 | 0 | [11 empty] | 756.0415
0 | PI7715-609.1 |  |  | 0 | 0.059055 | 0 | 25 | 0.013 | 0 | 5.0396 | 12 | 94 | UNKN | Conduit | 12 | 1 |  | 0 | 107.6391 | 107.6391 | 0.0010764 | Estuary | 0 | FIXED | 46.93 | PI7715-515 | 0 | 2 | SUBURBS | 0 | 0 | 0 | 1 | Cond | 20 | 32.8084 | 1 | N | 0 |  | CIRC | ROAD | 0.7874 | Full | 0 | Other |  | 0.059055 | 0 | 25 | 0.013 | 0.17 | FIXED | 48.81 | PI7715-609 | 0 | 0 | 0 | 0 | 0 | 0 | 0 | 0 | 0 | 0 | 0 | [11 empty] | 93.9995
0 | PI1500-119.1 |  |  | 0 | 0.059055 | 0 | 25 | 0.013 | 0 | 145.9297 | 66 | 119.012 | UNKN | Conduit | 66 | 1 |  | 0 | 107.6391 | 107.6391 | 0.0010764 | Estuary | 0 | FIXED | 29.0753 | PI1300-4935 | 0 | 0.18881 | SUBURBS | 0 | 0 | 0 | 1 | Cond | 20 | 32.8084 | 1 | N | 0 |  | CIRC | ROAD | 0.7874 | Full | 0 | Other |  | 0.059055 | 0 | 25 | 0.013 | 0.75 | FIXED | 29.3 | PI1500-119 | 0 | 0 | 0 | 0 | 0 | 0 | 0 | 0 | 0 | 0 | 0 | [11 empty] | 119.0117
0 | PI1500-159.1 |  |  | 0 | 0.059055 | 0 | 25 | 0.013 | 0 | 290.8067 | 66 | 40.0108 | UNKN | Conduit | 66 | 1 |  | 0 | 107.6391 | 107.6391 | 0.0010764 | Estuary | 0 | FIXED | 29 | PI1500-119 | 0 | 0.7498 | SUBURBS | 0 | 0 | 0 | 1 | Cond | 20 | 32.8084 | 1 | N | 0 |  | CIRC | ROAD | 0.7874 | Full | 0 | Other |  | 0.059055 | 0 | 25 | 0.013 | 0.83 | FIXED | 29.3 | PI1500-159 | 0 | 0 | 0 | 0 | 0 | 0 | 0 | 0 | 0 | 0 | 0 | [11 empty] | 40.0107
0 | PI1300-4980.1 |  |  | 0 | 0.059055 | 0 | 25 | 0.013 | 0 | 6.1131 | 18 | 45.0347 | UNKN | Conduit | 18 | 1 |  | 0 | 107.6391 | 107.6391 | 0.0010764 | Estuary | 0 | FIXED | 29.8475 | PI1300-4935 | 0 | 0.33856 | SUBURBS | 0 | 0 | 0 | 1 | Cond | 20 | 32.8084 | 1 | N | 0 |  | CIRC | ROAD | 0.7874 | Full | 0 | Other |  | 0.059055 | 0 | 25 | 0.013 | 0.5 | FIXED | 30 | PI1300-4980 | 0 | 0 | 0 | 0 | 0 | 0 | 0 | 0 | 0 | 0 | 0 | [11 empty] | 45.035
0 | PI7700-10545.2 |  |  | 0 | 0.059055 | 0 | 25 | 0.013 | 0 | -4.277 | 12 | 13.8842 | UNKN | Conduit | 12 | 1 |  | 0 | 107.6391 | 107.6391 | 0.0010764 | Estuary | 0 | FIXED | 59.99 | PI7700-11383 | 0 | -1.4405 | SUBURBS | 0 | 0 | 0 | 2 | Cond | 20 | 32.8084 | 1 | N | 0 |  | CIRC | ROAD | 0.7874 | Full | 0 | Other |  | 0.059055 | 0 | 25 | 0.013 | 0.5 | FIXED | 59.79 | PI7700-10545 | 0 | 0 | 0 | 0 | 0 | 0 | 0 | 0 | 0 | 0 | 0 | [11 empty] | 13.8845
0 | PI7700-11383.1 |  |  | 0 | 0.059055 | 0 | 25 | 0.013 | 0 | 2.4251 | 15 | 141.9617 | UNKN | Conduit | 15 | 1 |  | 0 | 107.6391 | 107.6391 | 0.0010764 | Estuary | 0 | FIXED | 59.79 | PI7700-11525 | 0 | 0.14088 | SUBURBS | 0 | 0 | 0 | 1 | Cond | 20 | 32.8084 | 1 | N | 0 |  | CIRC | ROAD | 0.7874 | Full | 0 | Other |  | 0.059055 | 0 | 25 | 0.013 | 0.87 | FIXED | 59.99 | PI7700-11383 | 0 | 0 | 0 | 0 | 0 | 0 | 0 | 0 | 0 | 0 | 0 | [11 empty] | 141.9607
0 | PI7700-10567.1 |  |  | 0 | 0.059055 | 0 | 25 | 0.013 | 0 | 20.0561 | 24 | 88.6666 | UNKN | Conduit | 24 | 1 |  | 0 | 107.6391 | 107.6391 | 0.0010764 | Estuary | 0 | FIXED | 58.1476 | PI7700-10478 | 0 | 0.78578 | SUBURBS | 0 | 0 | 0 | 1 | Cond | 20 | 32.8084 | 1 | N | 0 |  | CIRC | ROAD | 0.7874 | Full | 0 | Other |  | 0.059055 | 0 | 25 | 0.013 | 0.18 | FIXED | 58.8443 | PI7700-10567 | 0 | 0 | 0 | 0 | 0 | 0 | 0 | 0 | 0 | 0 | 0 | [11 empty] | 88.6668
0 | PI7700-10221.1 |  |  | 0 | 0.059055 | 0 | 25 | 0.013 | 0 | 20.0561 | 24 | 199.9997 | UNKN | Conduit | 24 | 1 |  | 0 | 107.6391 | 107.6391 | 0.0010764 | Estuary | 0 | FIXED | 54.5559 | PI7700-10021 | 0 | 0.78578 | SUBURBS | 0 | 0 | 0 | 1 | Cond | 20 | 32.8084 | 1 | N | 0 |  | CIRC | ROAD | 0.7874 | Full | 0 | Other |  | 0.059055 | 0 | 25 | 0.013 | 0.17 | FIXED | 56.1275 | PI7700-10221 | 0 | 0 | 0 | 0 | 0 | 0 | 0 | 0 | 0 | 0 | 0 | [11 empty] | 199.9991
0 | PI7700-9714.1 |  |  | 0 | 0.059055 | 0 | 25 | 0.013 | 0 | 36.3634 | 30 | 173.0484 | UNKN | Conduit | 30 | 1 |  | 0 | 107.6391 | 107.6391 | 0.0010764 | Estuary | 0 | FIXED | 50.78 | PI7700-9541 | 0 | 0.78578 | SUBURBS | 0 | 0 | 0 | 1 | Cond | 20 | 32.8084 | 1 | N | 0 |  | CIRC | ROAD | 0.7874 | Full | 0 | Other |  | 0.059055 | 0 | 25 | 0.013 | 0.17 | FIXED | 52.1398 | PI7700-9714 | 0 | 0 | 0 | 0 | 0 | 0 | 0 | 0 | 0 | 0 | 0 | [11 empty] | 173.0482
0 | PI7700-9018.2 |  |  | 0 | 0.059055 | 0 | 25 | 0.013 | 0 | -90.8069 | 30 | 26.1217 | UNKN | Conduit | 30 | 1 |  | 0 | 107.6391 | 107.6391 | 0.0010764 | Estuary | 0 | FIXED | 49.28 | PI7700-8992 | 0 | -4.9001 | SUBURBS | 0 | 0 | 0 | 2 | Cond | 20 | 32.8084 | 1 | N | 0 |  | CIRC | ROAD | 0.7874 | Full | 0 | Other |  | 0.059055 | 0 | 25 | 0.013 | 0.5 | FIXED | 48 | PI7700-9018 | 0 | 0 | 0 | 0 | 0 | 0 | 0 | 0 | 0 | 0 | 0 | [11 empty] | 26.1217
0 | PI5400-893.1 |  |  | 0 | 0.059055 | 0 | 25 | 0.013 | 0 | 171.4037 | 60 | 702 | UNKN | Conduit | 60 | 1 |  | 0 | 107.6391 | 107.6391 | 0.0010764 | Estuary | 0 | FIXED | 92.63 | PI5400-822 | 0 | 0.43305 | SUBURBS | 0 | 0 | 0 | 1 | Cond | 20 | 32.8084 | 1 | N | 0 |  | CIRC | ROAD | 0.7874 | Full | 0 | Other |  | 0.059055 | 0 | 25 | 0.013 | 0.48 | FIXED | 95.67 | PI5400-893 | 0 | 0 | 0 | 0 | 0 | 0 | 0 | 0 | 0 | 0 | 0 | [11 empty] | 71.8432
0 | PI5300-2270.1 |  |  | 0 | 0.059055 | 0 | 25 | 0.013 | 0 | 2.6482 | 18 | 834 | UNKN | Conduit | 18 | 1 |  | 0 | 107.6391 | 107.6391 | 0.0010764 | Estuary | 0 | FIXED | 91.9002 | PI5300-2224 | 0 | 0.063538 | SUBURBS | 0 | 0 | 0 | 1 | Cond | 20 | 32.8084 | 1 | N | 0 |  | CIRC | ROAD | 0.7874 | Full | 0 | Other |  | 0.059055 | 0 | 25 | 0.013 | 0.6 | FIXED | 92.4301 | PI5300-2270 | 0 | 0 | 0 | 0 | 0 | 0 | 0 | 0 | 0 | 0 | 0 | [11 empty] | 45.1155
0 | PI7700-10687.2 |  |  | 0 | 0.059055 | 0 | 25 | 0.013 | 0 | 1.7846 | 12 | 338.9253 | UNKN | Conduit | 12 | 1 |  | 0 | 107.6391 | 107.6391 | 0.0010764 | Estuary | 0 | FIXED | 59.79 | PI7700-11525 | 0 | 0.25079 | SUBURBS | 0 | 0 | 0 | 2 | Cond | 20 | 32.8084 | 1 | N | 0 |  | CIRC | ROAD | 0.7874 | Full | 0 | Other |  | 0.059055 | 0 | 25 | 0.013 | 0.5 | FIXED | 60.64 | PI7700-10687 | 0 | 0 | 0 | 0 | 0 | 0 | 0 | 0 | 0 | 0 | 0 | [11 empty] | 14.5142
0 | CC0304-1509.1 |  |  | 0 | 0.059055 | 0 | 25 | 0.013 | 0 | 18.4368 | 24 | 752.9982 | UNKN | Conduit | 24 | 1 |  | 0 | 107.6391 | 107.6391 | 0.0010764 | Estuary | 0 | FIXED | 96 | CC0304-756 | 0 | 0.66401 | SUBURBS | 0 | 0 | 0 | 1 | Cond | 20 | 32.8084 | 1 | N | 0 |  | CIRC | ROAD | 0.7874 | Full | 0 | Other |  | 0.059055 | 0 | 25 | 0.013 | 0.5 | FIXED | 101 | CC0304-1509 | 0 | 0 | 0 | 0 | 0 | 0 | 0 | 0 | 0 | 0 | 0 | [11 empty] | 752.9964
0 | PI030302-1313.1 |  |  | 0 | 0.059055 | 0 | 25 | 0.013 | 0 | 3.2356 | 15 | 267.1609 | UNKN | Conduit | 15 | 1 |  | 0 | 107.6391 | 107.6391 | 0.0010764 | Estuary | 0 | FIXED | 26.8 | PI030302-1046 | 0 | 0.25079 | SUBURBS | 0 | 0 | 0 | 1 | Cond | 20 | 32.8084 | 1 | N | 0 |  | CIRC | ROAD | 0.7874 | Full | 0 | Other |  | 0.059055 | 0 | 25 | 0.013 | 0.26 | FIXED | 27.47 | PI030302-1313 | 0 | 0 | 0 | 0 | 0 | 0 | 0 | 0 | 0 | 0 | 0 | [11 empty] | 267.1606
0 | PI030302-1046.1 |  |  | 0 | 0.059055 | 0 | 25 | 0.013 | 0 | 2.8078 | 15 | 354.7666 | UNKN | Conduit | 15 | 1 |  | 0 | 107.6391 | 107.6391 | 0.0010764 | Estuary | 0 | FIXED | 26.8 | PI030302-691 | 0 | 0.18886 | SUBURBS | 0 | 0 | 0 | 1 | Cond | 20 | 32.8084 | 1 | N | 0 |  | CIRC | ROAD | 0.7874 | Full | 0 | Other |  | 0.059055 | 0 | 25 | 0.013 | 0.17 | FIXED | 27.47 | PI030302-1046 | 0 | 0 | 0 | 0 | 0 | 0 | 0 | 0 | 0 | 0 | 0 | [11 empty] | 354.7656
0 | PI6900-3413.1 |  |  | 0 | 0.059055 | 0 | 25 | 0.013 | 0 | 24.5989 | 27 | 223.555 | UNKN | Conduit | 27 | 1 |  | 0 | 107.6391 | 107.6391 | 0.0010764 | Estuary | 0 | FIXED | 15.01 | PI6900-3190 | 0 | 0.63072 | SUBURBS | 0 | 0 | 0 | 1 | Cond | 20 | 32.8084 | 1 | N | 0 |  | CIRC | ROAD | 0.7874 | Full | 0 | Other |  | 0.059055 | 0 | 25 | 0.013 | 0.17 | FIXED | 16.42 | PI6900-3413 | 0 | 0 | 0 | 0 | 0 | 0 | 0 | 0 | 0 | 0 | 0 | [11 empty] | 223.5552
0 | PI6900-3591.1 |  |  | 0 | 0.059055 | 0 | 25 | 0.013 | 0 | 1.7762 | 12 | 177.1093 | UNKN | Conduit | 12 | 1 |  | 0 | 107.6391 | 107.6391 | 0.0010764 | Estuary | 0 | FIXED | 15.01 | PI6900-3413 | 0 | 0.24843 | SUBURBS | 0 | 0 | 0 | 1 | Cond | 20 | 32.8084 | 1 | N | 0 |  | CIRC | ROAD | 0.7874 | Full | 0 | Other |  | 0.059055 | 0 | 25 | 0.013 | 0.5 | FIXED | 15.45 | PI6900-3591 | 0 | 0 | 0 | 0 | 0 | 0 | 0 | 0 | 0 | 0 | 0 | [11 empty] | 177.1094
0 | PI0800-5363.1 |  |  | 0 | 0.059055 | 0 | 25 | 0.013 | 0 | -862.1354 | 72 | 100.5429 | UNKN | Conduit | 72 | 1 |  | 0 | 107.6391 | 107.6391 | 0.0010764 | Estuary | 0 | FIXED | 14.5861 | PI0800-5262 | 0 | -1.0358 | SUBURBS | 0 | 0 | 0 | 1 | Cond | 20 | 32.8084 | 2 | N | 0 |  | CIRC | ROAD | 0.7874 | Full | 0 | Other |  | 0.059055 | 0 | 25 | 0.013 | 0.17 | FIXED | 13.5447 | PI0800-5363 | 0 | 0 | 0 | 0 | 0 | 0 | 0 | 0 | 0 | 0 | 0 | [11 empty] | 100.5424
0 | PI6600-979.1 |  |  | 0 | 0.059055 | 0 | 25 | 0.013 | 0 | 101.217 | 60 | 132.4423 | UNKN | Conduit | 60 | 1 |  | 0 | 107.6391 | 107.6391 | 0.0010764 | Estuary | 0 | FIXED | 7.48 | PI6600-847 | 0 | 0.15101 | SUBURBS | 0 | 0 | 0 | 1 | Cond | 20 | 32.8084 | 1 | N | 0 |  | CIRC | ROAD | 0.7874 | Full | 0 | Other |  | 0.059055 | 0 | 25 | 0.013 | 0.17 | FIXED | 7.68 | PI6600-979 | 0 | 0 | 0 | 0 | 0 | 0 | 0 | 0 | 0 | 0 | 0 | [11 empty] | 132.4421
0 | CC0900-17460.1 |  |  | 0 | 0.059055 | 0 | 25 | 0.013 | 0 | 471.5863 | 60 | 15.0242 | UNKN | Conduit | 96 | 1 |  | 0 | 107.6391 | 107.6391 | 0.0010764 | Estuary | 0 | FIXED | 41.78 | CC0900-17445 | 0 | 0.066559 | SUBURBS | 0 | 0 | 0 | 1 | Cond | 20 | 32.8084 | 3 | N | 0 |  | RECT | ROAD | 0.7874 | Full | 0 | Other |  | 0.059055 | 0 | 25 | 0.013 | 0.32 | FIXED | 41.79 | CC0900-17460 | 0 | 0 | 0 | 0 | 0 | 0 | 0 | 0 | 0 | 0 | 0 | [11 empty] | 15.024
0 | CC0900-17990.1 |  |  | 0 | 0.059055 | 0 | 25 | 0.013 | 0 | 34.411 | 42 | 171 | UNKN | Conduit | 42 | 1 |  | 0 | 107.6391 | 107.6391 | 0.0010764 | Estuary | 0 | FIXED | 41.79 | CC0900-17819 | 0 | 0.11696 | SUBURBS | 0 | 0 | 0 | 1 | Cond | 20 | 32.8084 | 1 | N | 0 |  | CIRC | ROAD | 0.7874 | Full | 0 | Other |  | 0.059055 | 0 | 25 | 0.013 | 0.31 | FIXED | 41.99 | CC0900-17990 | 0 | 0 | 0 | 0 | 0 | 0 | 0 | 0 | 0 | 0 | 0 | [11 empty] | 171.0296
0 | CC0900-17795.1 |  |  | 0 | 0.059055 | 0 | 25 | 0.013 | 0 | 80.656 | 42 | 49.8008 | UNKN | Conduit | 42 | 1 |  | 0 | 107.6391 | 107.6391 | 0.0010764 | Estuary | 0 | FIXED | 41.99 | CC0900-17745 | 0 | 0.64256 | SUBURBS | 0 | 0 | 0 | 1 | Cond | 20 | 32.8084 | 1 | N | 0 |  | CIRC | ROAD | 0.7874 | Full | 0 | Other |  | 0.059055 | 0 | 25 | 0.013 | 0.25 | FIXED | 42.31 | CC0900-17795 | 0 | 0 | 0 | 0 | 0 | 0 | 0 | 0 | 0 | 0 | 0 | [11 empty] | 49.8012
0 | CC0900-17819.1 |  |  | 0 | 0.059055 | 0 | 25 | 0.013 | 0 | 55.4207 | 24 | 24 | UNKN | Conduit | 24 | 1 |  | 0 | 107.6391 | 107.6391 | 0.0010764 | Estuary | 0 | FIXED | 42.31 | CC0900-17795 | 0 | 0.66667 | SUBURBS | 0 | 0 | 0 | 1 | Cond | 20 | 32.8084 | 3 | N | 0 |  | CIRC | ROAD | 0.7874 | Full | 0 | Other |  | 0.059055 | 0 | 25 | 0.013 | 0.25 | FIXED | 42.47 | CC0900-17819 | 0 | 0 | 0 | 0 | 0 | 0 | 0 | 0 | 0 | 0 | 0 | [11 empty] | 23.999
0 | PI5200-914.1 |  |  | 0 | 0.059055 | 0 | 25 | 0.013 | 0 | 1.7818 | 12 | 24 | UNKN | Conduit | 12 | 1 |  | 0 | 107.6391 | 107.6391 | 0.0010764 | Estuary | 0 | FIXED | 127.39 | PI5200-890 | 0 | 0.25 | SUBURBS | 0 | 0 | 0 | 1 | Cond | 20 | 32.8084 | 1 | N | 0 |  | CIRC | ROAD | 0.7874 | Full | 0 | Other |  | 0.059055 | 0 | 25 | 0.013 | 0.5 | FIXED | 127.45 | PI5200-914 | 0 | 0 | 0 | 0 | 0 | 0 | 0 | 0 | 0 | 0 | 0 | [11 empty] | 23.9997
0 | PI8400-1236.2 |  |  | 0 | 0.059055 | 0 | 25 | 0.013 | 0 | 8.1713 | 24 | 23 | UNKN | Conduit | 24 | 1 |  | 0 | 107.6391 | 107.6391 | 0.0010764 | Estuary | 0 | FIXED | 20.65 | PI8400-1181 | 0 | 0.13043 | SUBURBS | 0 | 0 | 0 | 2 | Cond | 20 | 32.8084 | 1 | N | 0 |  | CIRC | ROAD | 0.7874 | Full | 0 | Other |  | 0.059055 | 0 | 25 | 0.013 | 0.42 | FIXED | 20.68 | PI8400-1236 | 0 | 0 | 0 | 0 | 0 | 0 | 0 | 0 | 0 | 0 | 0 | [11 empty] | 38.5198
0 | PI8400-584.1 |  |  | 0 | 0.059055 | 0 | 25 | 0.013 | 0 | 20.8754 | 36 | 194 | UNKN | Conduit | 36 | 1 |  | 0 | 107.6391 | 107.6391 | 0.0010764 | Estuary | 0 | FIXED | 19.85 | PI8400-391 | 0 | 0.097938 | SUBURBS | 0 | 0 | 0 | 1 | Cond | 20 | 32.8084 | 1 | N | 0 |  | CIRC | ROAD | 0.7874 | Full | 0 | Other |  | 0.059055 | 0 | 25 | 0.013 | 0.25 | FIXED | 20.04 | PI8400-584 | 0 | 0 | 0 | 0 | 0 | 0 | 0 | 0 | 0 | 0 | 0 | [11 empty] | 192.2843
0 | PI7800-144.1 |  |  | 0 | 0.059055 | 0 | 25 | 0.013 | 0 | 62.1916 | 54 | 70 | UNKN | Conduit | 54 | 1 |  | 0 | 107.6391 | 107.6391 | 0.0010764 | Estuary | 0 | FIXED | 17.59 | PI7800-76 | 0 | 0.1 | SUBURBS | 0 | 0 | 0 | 1 | Cond | 20 | 32.8084 | 1 | N | 0 |  | CIRC | ROAD | 0.7874 | Full | 0 | Other |  | 0.059055 | 0 | 25 | 0.013 | 0.48 | FIXED | 17.66 | PI7800-144 | 0 | 0 | 0 | 0 | 0 | 0 | 0 | 0 | 0 | 0 | 0 | [11 empty] | 67.8371
0 | PI7800-76.1 |  |  | 0 | 0.059055 | 0 | 25 | 0.013 | 0 | 40.8483 | 36 | 32 | UNKN | Conduit | 36 | 1 |  | 0 | 107.6391 | 107.6391 | 0.0010764 | Estuary | 0 | FIXED | 17.56 | PI7800-45 | 0 | 0.09375 | SUBURBS | 0 | 0 | 0 | 1 | Cond | 20 | 32.8084 | 2 | N | 0 |  | CIRC | ROAD | 0.7874 | Full | 0 | Other |  | 0.059055 | 0 | 25 | 0.013 | 0.31 | FIXED | 17.59 | PI7800-76 | 0 | 0 | 0 | 0 | 0 | 0 | 0 | 0 | 0 | 0 | 0 | [11 empty] | 30.8699
0 | PI0300-4405.1 |  |  | 0 | 0.059055 | 0 | 25 | 0.013 | 0 | 131.2105 | 60 | 120.2825 | UNKN | Conduit | 60 | 1 |  | 0 | 107.6391 | 107.6391 | 0.0010764 | Estuary | 0 | FIXED | 8.4128 | PI0300-4285 | 0 | 0.25377 | SUBURBS | 0 | 0 | 0 | 1 | Cond | 20 | 32.8084 | 1 | N | 0 |  | CIRC | ROAD | 0.7874 | Full | 0 | Other |  | 0.059055 | 0 | 25 | 0.013 | 0.21 | FIXED | 8.718 | PI0300-4405 | 0 | 0 | 0 | 0 | 0 | 0 | 0 | 0 | 0 | 0 | 0 | [11 empty] | 120.2826
0 | PI0800-7048.1 |  |  | 0 | 0.059055 | 0 | 25 | 0.013 | 0 | 83.4616 | 72 | 25.7532 | UNKN | Conduit | 72 | 1 |  | 0 | 107.6391 | 107.6391 | 0.0010764 | Estuary | 0 | FIXED | 15.69 | PI0800-7023 | 0 | 0.03883 | SUBURBS | 0 | 0 | 0 | 1 | Cond | 20 | 32.8084 | 1 | N | 0 |  | CIRC | ROAD | 0.7874 | Full | 0 | Other |  | 0.059055 | 0 | 25 | 0.013 | 0.19 | FIXED | 15.7 | PI0800-7048 | 0 | 0 | 0 | 0 | 0 | 0 | 0 | 0 | 0 | 0 | 0 | [11 empty] | 25.7531
0 | PI0800-7771.2 |  |  | 0 | 0.059055 | 0 | 25 | 0.013 | 0 | 212.1749 | 72 | 494.1257 | UNKN | Conduit | 72 | 1 |  | 0 | 107.6391 | 107.6391 | 0.0010764 | Estuary | 0 | FIXED | 16.27 | PI0800-7276 | 0 | 0.25095 | SUBURBS | 0 | 0 | 0 | 2 | Cond | 20 | 32.8084 | 1 | N | 0 |  | CIRC | ROAD | 0.7874 | Full | 0 | Other |  | 0.059055 | 0 | 25 | 0.013 | 0.5 | FIXED | 17.51 | PI0800-7771 | 0 | 0 | 0 | 0 | 0 | 0 | 0 | 0 | 0 | 0 | 0 | [11 empty] | 494.1246
0 | PI0800-7276.1 |  |  | 0 | 0.059055 | 0 | 25 | 0.013 | 0 | 211.5867 | 72 | 228.4031 | UNKN | Conduit | 72 | 1 |  | 0 | 107.6391 | 107.6391 | 0.0010764 | Estuary | 0 | FIXED | 15.7 | PI0800-7048 | 0 | 0.24956 | SUBURBS | 0 | 0 | 0 | 1 | Cond | 20 | 32.8084 | 1 | N | 0 |  | CIRC | ROAD | 0.7874 | Full | 0 | Other |  | 0.059055 | 0 | 25 | 0.013 | 0.19 | FIXED | 16.27 | PI0800-7276 | 0 | 0 | 0 | 0 | 0 | 0 | 0 | 0 | 0 | 0 | 0 | [11 empty] | 228.4035
0 | PI7807-1308.1 |  |  | 0 | 0.059055 | 0 | 25 | 0.013 | 0 | 1.6166 | 10 | 49.9602 | UNKN | Conduit | 10 | 1 |  | 0 | 107.6391 | 107.6391 | 0.0010764 | Estuary | 0 | FIXED | 39.7281 | PI7807-1258 | 0 | 0.54416 | SUBURBS | 0 | 0 | 0 | 1 | Cond | 20 | 32.8084 | 1 | N | 0 |  | CIRC | ROAD | 0.7874 | Full | 0 | Other |  | 0.059055 | 0 | 25 | 0.013 | 0.5 | FIXED | 40 | PI7807-1308 | 0 | 0 | 0 | 0 | 0 | 0 | 0 | 0 | 0 | 0 | 0 | [11 empty] | 49.9593
0 | PI9000-1943.1 |  |  | 0 | 0.059055 | 0 | 25 | 0.013 | 0 | 83.4339 | 48 | 103.7609 | UNKN | Conduit | 48 | 1 |  | 0 | 107.6391 | 107.6391 | 0.0010764 | Estuary | 0 | FIXED | 45.48 | PI9000-1839 | 0 | 0.33731 | SUBURBS | 0 | 0 | 0 | 1 | Cond | 20 | 32.8084 | 1 | N | 0 |  | CIRC | ROAD | 0.7874 | Full | 0 | Other |  | 0.059055 | 0 | 25 | 0.013 | 0.17 | FIXED | 45.83 | PI9000-1943 | 0 | 0 | 0 | 0 | 0 | 0 | 0 | 0 | 0 | 0 | 0 | [11 empty] | 103.7609
0 | PI6501-1075.1 |  |  | 0 | 0.059055 | 0 | 25 | 0.013 | 0 | 5.2658 | 18 | 381.66 | UNKN | Conduit | 18 | 1 |  | 0 | 107.6391 | 107.6391 | 0.0010764 | Estuary | 0 | FIXED | 12.72 | PI6501-693 | 0 | 0.25122 | SUBURBS | 0 | 0 | 0 | 1 | Cond | 20 | 32.8084 | 1 | N | 0 |  | CIRC | ROAD | 0.7874 | Full | 0 | Other |  | 0.059055 | 0 | 25 | 0.013 | 0.5 | FIXED | 13.6788 | PI6501-1075 | 0 | 0 | 0 | 0 | 0 | 0 | 0 | 0 | 0 | 0 | 0 | [11 empty] | 381.6592
0 | PI0800-6424.1 |  |  | 0 | 0.059055 | 0 | 25 | 0.013 | 0 | -589.9703 | 72 | 30.9239 | UNKN | Conduit | 72 | 1 |  | 0 | 107.6391 | 107.6391 | 0.0010764 | Estuary | 0 | FIXED | 14.39 | PI0800-6393 | 0 | -1.9402 | SUBURBS | 0 | 0 | 0 | 1 | Cond | 20 | 32.8084 | 1 | N | 0 |  | CIRC | ROAD | 0.7874 | Full | 0 | Other |  | 0.059055 | 0 | 25 | 0.013 | 0.17 | FIXED | 13.79 | PI0800-6424 | 0 | 0 | 0 | 0 | 0 | 0 | 0 | 0 | 0 | 0 | 0 | [11 empty] | 30.9244
0 | PI1500-3953.1 |  |  | 0 | 0.059055 | 0 | 25 | 0.013 | 0 | 29.9731 | 24 | 49.0206 | UNKN | Conduit | 24 | 1 |  | 0 | 107.6391 | 107.6391 | 0.0010764 | Estuary | 0 | FIXED | 41.8297 | PI1500-3904 | 0 | 1.755 | SUBURBS | 0 | 0 | 0 | 1 | Cond | 20 | 32.8084 | 1 | N | 0 |  | CIRC | ROAD | 0.7874 | Full | 0 | Other |  | 0.059055 | 0 | 25 | 0.013 | 0.17 | FIXED | 42.69 | PI1500-3953 | 0 | 0 | 0 | 0 | 0 | 0 | 0 | 0 | 0 | 0 | 0 | [11 empty] | 49.0204
0 | PI0300-9403.1 |  |  | 0 | 0.059055 | 0 | 25 | 0.013 | 0 | 21.4527 | 42 | 117.3863 | UNKN | Conduit | 42 | 1 |  | 0 | 107.6391 | 107.6391 | 0.0010764 | Estuary | 0 | FIXED | 20.92 | PI0300-9285 | 0 | 0.045457 | SUBURBS | 0 | 0 | 0 | 1 | Cond | 20 | 32.8084 | 1 | N | 0 |  | CIRC | ROAD | 0.7874 | Full | 0 | Other |  | 0.059055 | 0 | 25 | 0.013 | 0.17 | FIXED | 20.9734 | PI0300-9403 | 0 | 0 | 0 | 0 | 0 | 0 | 0 | 0 | 0 | 0 | 0 | [11 empty] | 117.3866
0 | PI0300-9442.1 |  |  | 0 | 0.059055 | 0 | 25 | 0.013 | 0 | 5.8239 | 42 | 39.97 | UNKN | Conduit | 42 | 1 |  | 0 | 107.6391 | 107.6391 | 0.0010764 | Estuary | 0 | FIXED | 20.9734 | PI0300-9403 | 0 | 0.0033502 | SUBURBS | 0 | 0 | 0 | 1 | Cond | 20 | 32.8084 | 1 | N | 0 |  | CIRC | ROAD | 0.7874 | Full | 0 | Other |  | 0.059055 | 0 | 25 | 0.013 | 0.18 | FIXED | 20.9747 | PI0300-9442 | 0 | 0 | 0 | 0 | 0 | 0 | 0 | 0 | 0 | 0 | 0 | [11 empty] | 39.9701
0 | PI130101-667.1 |  |  | 0 | 0.059055 | 0 | 25 | 0.013 | 0 | 16.7401 | 24 | 114.4667 | UNKN | Conduit | 24 | 1 |  | 0 | 107.6391 | 107.6391 | 0.0010764 | Estuary | 0 | FIXED | 28.32 | PI130101-552 | 0 | 0.54742 | SUBURBS | 0 | 0 | 0 | 1 | Cond | 20 | 32.8084 | 1 | N | 0 |  | CIRC | ROAD | 0.7874 | Full | 0 | Other |  | 0.059055 | 0 | 25 | 0.013 | 0.17 | FIXED | 28.9466 | PI130101-667 | 0 | 0 | 0 | 0 | 0 | 0 | 0 | 0 | 0 | 0 | 0 | [11 empty] | 114.466
0 | PI5400-1019.1 |  |  | 0 | 0.059055 | 0 | 25 | 0.013 | 0 | 111.23 | 60 | 125.8391 | UNKN | Conduit | 60 | 1 |  | 0 | 107.6391 | 107.6391 | 0.0010764 | Estuary | 0 | FIXED | 98.42 | PI5400-893 | 0 | 0.18236 | SUBURBS | 0 | 0 | 0 | 1 | Cond | 20 | 32.8084 | 1 | N | 0 |  | CIRC | ROAD | 0.7874 | Full | 0 | Other |  | 0.059055 | 0 | 25 | 0.013 | 0.17 | FIXED | 98.6495 | PI5400-1019 | 0 | 0 | 0 | 0 | 0 | 0 | 0 | 0 | 0 | 0 | 0 | [11 empty] | 125.8388
0 | CC0400-0.2 |  |  | 0 | 0.059055 | 0 | 25 | 0.013 | 0 | 57.9646 | 24 | 59.4438 | UNKN | Conduit | 24 | 1 |  | 0 | 107.6391 | 107.6391 | 0.0010764 | Estuary | 0 | FIXED | 37.8984 | PI0504-3096 | 0 | 6.5635 | SUBURBS | 0 | 0 | 0 | 2 | Cond | 20 | 32.8084 | 1 | N | 0 |  | CIRC | ROAD | 0.7874 | Full | 0 | Other |  | 0.059055 | 0 | 25 | 0.013 | 0.5 | FIXED | 41.8 | CC0400-0 | 0 | 0 | 0 | 0 | 0 | 0 | 0 | 0 | 0 | 0 | 0 | [11 empty] | 59.4443
0 | FICT10.1 |  |  | 0 | 0.059055 | 0 | 25 | 0.013 | 0 | -202.3678 | 24 | 6 | UNKN | Conduit | 24 | 1 |  | 0 | 107.6391 | 107.6391 | 0.0010764 | Estuary | 0 | FIXED | 105.8 | FICT11 | 0 | -80 | SUBURBS | 0 | 0 | 0 | 1 | Cond | 20 | 32.8084 | 1 | N | 0 |  | CIRC | ROAD | 0.7874 | Full | 0 | combined |  | 0.059055 | 0 | 25 | 0.013 | 0.5 | FIXED | 101 | FICT10 | 0 | 0 | 0 | 0 | 0 | 0 | 0 | 0 | 0 | 0 | 0 | [11 empty] | 131.9267
0 | FICT12.1 |  |  | 0 | 0.059055 | 0 | 25 | 0.013 | 0 | -163.9367 | 24 | 6 | UNKN | Conduit | 24 | 1 |  | 0 | 107.6391 | 107.6391 | 0.0010764 | Estuary | 0 | FIXED | 108.15 | FICT13 | 0 | -52.5 | SUBURBS | 0 | 0 | 0 | 1 | Cond | 20 | 32.8084 | 1 | N | 0 |  | CIRC | ROAD | 0.7874 | Full | 0 | combined |  | 0.059055 | 0 | 25 | 0.013 | 0.5 | FIXED | 105 | FICT12 | 0 | 0 | 0 | 0 | 0 | 0 | 0 | 0 | 0 | 0 | 0 | [11 empty] | 162.503
0 | FICT14.1 |  |  | 0 | 0.059055 | 0 | 25 | 0.013 | 0 | -198.5371 | 24 | 6 | UNKN | Conduit | 24 | 1 |  | 0 | 107.6391 | 107.6391 | 0.0010764 | Estuary | 0 | FIXED | 21.62 | FICT15 | 0 | -77 | SUBURBS | 0 | 0 | 0 | 1 | Cond | 20 | 32.8084 | 1 | N | 0 |  | CIRC | ROAD | 0.7874 | Full | 0 | combined |  | 0.059055 | 0 | 25 | 0.013 | 0.5 | FIXED | 17 | FICT14 | 0 | 0 | 0 | 0 | 0 | 0 | 0 | 0 | 0 | 0 | 0 | [11 empty] | 59.5798
0 | FICT16.1 |  |  | 0 | 0.059055 | 0 | 25 | 0.013 | 0 | -189.185 | 24 | 6 | UNKN | Conduit | 24 | 1 |  | 0 | 107.6391 | 107.6391 | 0.0010764 | Estuary | 0 | FIXED | 21.195 | FICT17 | 0 | -69.9167 | SUBURBS | 0 | 0 | 0 | 1 | Cond | 20 | 32.8084 | 1 | N | 0 |  | CIRC | ROAD | 0.7874 | Full | 0 | combined |  | 0.059055 | 0 | 25 | 0.013 | 0.5 | FIXED | 17 | FICT16 | 0 | 0 | 0 | 0 | 0 | 0 | 0 | 0 | 0 | 0 | 0 | [11 empty] | 61.3484
0 | FICT19.1 |  |  | 0 | 0.059055 | 0 | 25 | 0.013 | 0 | -228.9717 | 24 | 6 | UNKN | Conduit | 24 | 1 |  | 0 | 107.6391 | 107.6391 | 0.0010764 | Estuary | 0 | FIXED | 17.145 | FICT18 | 0 | -102.4167 | SUBURBS | 0 | 0 | 0 | 1 | Cond | 20 | 32.8084 | 1 | N | 0 |  | CIRC | ROAD | 0.7874 | Full | 0 | combined |  | 0.059055 | 0 | 25 | 0.013 | 0.5 | FIXED | 11 | FICT19 | 0 | 0 | 0 | 0 | 0 | 0 | 0 | 0 | 0 | 0 | 0 | [11 empty] | 76.5763
0 | FICT20.1 |  |  | 0 | 0.059055 | 0 | 25 | 0.013 | 0 | -226.7438 | 24 | 6 | UNKN | Conduit | 24 | 1 |  | 0 | 107.6391 | 107.6391 | 0.0010764 | Estuary | 0 | FIXED | 16.526 | FICT21 | 0 | -100.4333 | SUBURBS | 0 | 0 | 0 | 1 | Cond | 20 | 32.8084 | 1 | N | 0 |  | CIRC | ROAD | 0.7874 | Full | 0 | combined |  | 0.059055 | 0 | 25 | 0.013 | 0.5 | FIXED | 10.5 | FICT20 | 0 | 0 | 0 | 0 | 0 | 0 | 0 | 0 | 0 | 0 | 0 | [11 empty] | 43.855
0 | FICT22.1 |  |  | 0 | 0.059055 | 0 | 25 | 0.013 | 0 | -187.0306 | 24 | 6 | UNKN | Conduit | 24 | 1 |  | 0 | 107.6391 | 107.6391 | 0.0010764 | Estuary | 0 | FIXED | 38.6 | FICT23 | 0 | -68.3333 | SUBURBS | 0 | 0 | 0 | 1 | Cond | 20 | 32.8084 | 1 | N | 0 |  | CIRC | ROAD | 0.7874 | Full | 0 | combined |  | 0.059055 | 0 | 25 | 0.013 | 0.5 | FIXED | 34.5 | FICT22 | 0 | 0 | 0 | 0 | 0 | 0 | 0 | 0 | 0 | 0 | 0 | [11 empty] | 41.8089
0 | FICT24.1 |  |  | 0 | 0.059055 | 0 | 25 | 0.013 | 0 | -183.5775 | 24 | 6 | UNKN | Conduit | 24 | 1 |  | 0 | 107.6391 | 107.6391 | 0.0010764 | Estuary | 0 | FIXED | 41.95 | FICT25 | 0 | -65.8333 | SUBURBS | 0 | 0 | 0 | 1 | Cond | 20 | 32.8084 | 1 | N | 0 |  | CIRC | ROAD | 0.7874 | Full | 0 | combined |  | 0.059055 | 0 | 25 | 0.013 | 0.5 | FIXED | 38 | FICT24 | 0 | 0 | 0 | 0 | 0 | 0 | 0 | 0 | 0 | 0 | 0 | [11 empty] | 38.7167
0 | FICT26.1 |  |  | 0 | 0.059055 | 0 | 25 | 0.013 | 0 | -189.2977 | 24 | 6 | UNKN | Conduit | 24 | 1 |  | 0 | 107.6391 | 107.6391 | 0.0010764 | Estuary | 0 | FIXED | 52.2 | FICT27 | 0 | -70 | SUBURBS | 0 | 0 | 0 | 1 | Cond | 20 | 32.8084 | 1 | N | 0 |  | CIRC | ROAD | 0.7874 | Full | 0 | combined |  | 0.059055 | 0 | 25 | 0.013 | 0.5 | FIXED | 48 | FICT26 | 0 | 0 | 0 | 0 | 0 | 0 | 0 | 0 | 0 | 0 | 0 | [11 empty] | 65.7723
0 | FICT28.1 |  |  | 0 | 0.059055 | 0 | 25 | 0.013 | 0 | -182.4119 | 24 | 6 | UNKN | Conduit | 24 | 1 |  | 0 | 107.6391 | 107.6391 | 0.0010764 | Estuary | 0 | FIXED | 52.4 | FICT29 | 0 | -65 | SUBURBS | 0 | 0 | 0 | 1 | Cond | 20 | 32.8084 | 1 | N | 0 |  | CIRC | ROAD | 0.7874 | Full | 0 | combined |  | 0.059055 | 0 | 25 | 0.013 | 0.5 | FIXED | 48.5 | FICT28 | 0 | 0 | 0 | 0 | 0 | 0 | 0 | 0 | 0 | 0 | 0 | [11 empty] | 27.4684
0 | FICT36.1 |  |  | 0 | 0.059055 | 0 | 25 | 0.013 | 0 | -175.0121 | 24 | 6 | UNKN | Conduit | 24 | 1 |  | 0 | 107.6391 | 107.6391 | 0.0010764 | Estuary | 0 | FIXED | 52.59 | FICT35 | 0 | -59.8333 | SUBURBS | 0 | 0 | 0 | 1 | Cond | 20 | 32.8084 | 1 | N | 0 |  | CIRC | ROAD | 0.7874 | Full | 0 | combined |  | 0.059055 | 0 | 25 | 0.013 | 0.5 | FIXED | 49 | FICT36 | 0 | 0 | 0 | 0 | 0 | 0 | 0 | 0 | 0 | 0 | 0 | [11 empty] | 22.5954
0 | FICT30.1 |  |  | 0 | 0.059055 | 0 | 25 | 0.013 | 0 | -192.6484 | 24 | 6 | UNKN | Conduit | 24 | 1 |  | 0 | 107.6391 | 107.6391 | 0.0010764 | Estuary | 0 | FIXED | 54.35 | FICT34 | 0 | -72.5 | SUBURBS | 0 | 0 | 0 | 1 | Cond | 20 | 32.8084 | 1 | N | 0 |  | CIRC | ROAD | 0.7874 | Full | 0 | combined |  | 0.059055 | 0 | 25 | 0.013 | 0.5 | FIXED | 50 | FICT30 | 0 | 0 | 0 | 0 | 0 | 0 | 0 | 0 | 0 | 0 | 0 | [11 empty] | 30.2966
0 | FICT32.1 |  |  | 0 | 0.059055 | 0 | 25 | 0.013 | 0 | -174.8658 | 24 | 6 | UNKN | Conduit | 24 | 1 |  | 0 | 107.6391 | 107.6391 | 0.0010764 | Estuary | 0 | FIXED | 54.584 | FICT33 | 0 | -59.7333 | SUBURBS | 0 | 0 | 0 | 1 | Cond | 20 | 32.8084 | 1 | N | 0 |  | CIRC | ROAD | 0.7874 | Full | 0 | combined |  | 0.059055 | 0 | 25 | 0.013 | 0.5 | FIXED | 51 | FICT32 | 0 | 0 | 0 | 0 | 0 | 0 | 0 | 0 | 0 | 0 | 0 | [11 empty] | 20.8366
0 | FICT37.1 |  |  | 0 | 0.059055 | 0 | 25 | 0.013 | 0 | -172.5574 | 24 | 6 | UNKN | Conduit | 24 | 1 |  | 0 | 107.6391 | 107.6391 | 0.0010764 | Estuary | 0 | FIXED | 49.49 | FICT38 | 0 | -58.1667 | SUBURBS | 0 | 0 | 0 | 1 | Cond | 20 | 32.8084 | 1 | N | 0 |  | CIRC | ROAD | 0.7874 | Full | 0 | combined |  | 0.059055 | 0 | 25 | 0.013 | 0.5 | FIXED | 46 | FICT37 | 0 | 0 | 0 | 0 | 0 | 0 | 0 | 0 | 0 | 0 | 0 | [11 empty] | 18.2342
0 | FICT39.1 |  |  | 0 | 0.059055 | 0 | 25 | 0.013 | 0 | -195.7239 | 24 | 6 | UNKN | Conduit | 24 | 1 |  | 0 | 107.6391 | 107.6391 | 0.0010764 | Estuary | 0 | FIXED | 55.49 | FICT40 | 0 | -74.8333 | SUBURBS | 0 | 0 | 0 | 1 | Cond | 20 | 32.8084 | 1 | N | 0 |  | CIRC | ROAD | 0.7874 | Full | 0 | combined |  | 0.059055 | 0 | 25 | 0.013 | 0.5 | FIXED | 51 | FICT39 | 0 | 0 | 0 | 0 | 0 | 0 | 0 | 0 | 0 | 0 | 0 | [11 empty] | 34.8989
0 | FICT41.1 |  |  | 0 | 0.059055 | 0 | 25 | 0.013 | 0 | -192.2938 | 24 | 6 | UNKN | Conduit | 24 | 1 |  | 0 | 107.6391 | 107.6391 | 0.0010764 | Estuary | 0 | FIXED | 57.334 | FICT42 | 0 | -72.2333 | SUBURBS | 0 | 0 | 0 | 1 | Cond | 20 | 32.8084 | 1 | N | 0 |  | CIRC | ROAD | 0.7874 | Full | 0 | combined |  | 0.059055 | 0 | 25 | 0.013 | 0.5 | FIXED | 53 | FICT41 | 0 | 0 | 0 | 0 | 0 | 0 | 0 | 0 | 0 | 0 | 0 | [11 empty] | 22.0575
0 | FICT43.1 |  |  | 0 | 0.059055 | 0 | 25 | 0.013 | 0 | -187.6 | 24 | 6 | UNKN | Conduit | 24 | 1 |  | 0 | 107.6391 | 107.6391 | 0.0010764 | Estuary | 0 | FIXED | 72.125 | FICT44 | 0 | -68.75 | SUBURBS | 0 | 0 | 0 | 1 | Cond | 20 | 32.8084 | 1 | N | 0 |  | CIRC | ROAD | 0.7874 | Full | 0 | combined |  | 0.059055 | 0 | 25 | 0.013 | 0.5 | FIXED | 68 | FICT43 | 0 | 0 | 0 | 0 | 0 | 0 | 0 | 0 | 0 | 0 | 0 | [11 empty] | 50.2346
0 | FICT45.1 |  |  | 0 | 0.059055 | 0 | 25 | 0.013 | 0 | -163.7023 | 24 | 6 | UNKN | Conduit | 24 | 1 |  | 0 | 107.6391 | 107.6391 | 0.0010764 | Estuary | 0 | FIXED | 68.141 | FICT46 | 0 | -52.35 | SUBURBS | 0 | 0 | 0 | 1 | Cond | 20 | 32.8084 | 1 | N | 0 |  | CIRC | ROAD | 0.7874 | Full | 0 | combined |  | 0.059055 | 0 | 25 | 0.013 | 0.5 | FIXED | 65 | FICT45 | 0 | 0 | 0 | 0 | 0 | 0 | 0 | 0 | 0 | 0 | 0 | [11 empty] | 34.931
0 | FICT47.1 |  |  | 0 | 0.059055 | 0 | 25 | 0.013 | 0 | -192.7591 | 24 | 6 | UNKN | Conduit | 24 | 1 |  | 0 | 107.6391 | 107.6391 | 0.0010764 | Estuary | 0 | FIXED | 75.355 | FICT48 | 0 | -72.5833 | SUBURBS | 0 | 0 | 0 | 1 | Cond | 20 | 32.8084 | 1 | N | 0 |  | CIRC | ROAD | 0.7874 | Full | 0 | combined |  | 0.059055 | 0 | 25 | 0.013 | 0.5 | FIXED | 71 | FICT47 | 0 | 0 | 0 | 0 | 0 | 0 | 0 | 0 | 0 | 0 | 0 | [11 empty] | 35.9642
0 | FICT49.1 |  |  | 0 | 0.059055 | 0 | 25 | 0.013 | 0 | -192.6484 | 24 | 6 | UNKN | Conduit | 24 | 1 |  | 0 | 107.6391 | 107.6391 | 0.0010764 | Estuary | 0 | FIXED | 65.35 | FICT50 | 0 | -72.5 | SUBURBS | 0 | 0 | 0 | 1 | Cond | 20 | 32.8084 | 1 | N | 0 |  | CIRC | ROAD | 0.7874 | Full | 0 | combined |  | 0.059055 | 0 | 25 | 0.013 | 0.5 | FIXED | 61 | FICT49 | 0 | 0 | 0 | 0 | 0 | 0 | 0 | 0 | 0 | 0 | 0 | [11 empty] | 22.5236
0 | FICT51.1 |  |  | 0 | 0.059055 | 0 | 25 | 0.013 | 0 | -185.9326 | 24 | 6 | UNKN | Conduit | 24 | 1 |  | 0 | 107.6391 | 107.6391 | 0.0010764 | Estuary | 0 | FIXED | 63.052 | FICT52 | 0 | -67.5333 | SUBURBS | 0 | 0 | 0 | 1 | Cond | 20 | 32.8084 | 1 | N | 0 |  | CIRC | ROAD | 0.7874 | Full | 0 | combined |  | 0.059055 | 0 | 25 | 0.013 | 0.5 | FIXED | 59 | FICT51 | 0 | 0 | 0 | 0 | 0 | 0 | 0 | 0 | 0 | 0 | 0 | [11 empty] | 18.7344
0 | FICT53.1 |  |  | 0 | 0.059055 | 0 | 25 | 0.013 | 0 | -189.7479 | 24 | 6 | UNKN | Conduit | 24 | 1 |  | 0 | 107.6391 | 107.6391 | 0.0010764 | Estuary | 0 | FIXED | 74.22 | FICT54 | 0 | -70.3333 | SUBURBS | 0 | 0 | 0 | 1 | Cond | 20 | 32.8084 | 1 | N | 0 |  | CIRC | ROAD | 0.7874 | Full | 0 | combined |  | 0.059055 | 0 | 25 | 0.013 | 0.5 | FIXED | 70 | FICT53 | 0 | 0 | 0 | 0 | 0 | 0 | 0 | 0 | 0 | 0 | 0 | [11 empty] | 23.5822
0 | FICT61.1 |  |  | 0 | 0.059055 | 0 | 25 | 0.013 | 0 | 15.9986 | 24 | 200 | UNKN | Conduit | 24 | 1 |  | 0 | 107.6391 | 107.6391 | 0.0010764 | Estuary | 1 | FIXED | 22 | FICT60 | 0 | 0.5 | SUBURBS | 0 | 0 | 0 | 1 | Cond | 20 | 32.8084 | 1 | N | 0 |  | CIRC | ROAD | 0.7874 | Full | 0 | Other |  | 0.059055 | 0 | 25 | 0.013 | 1 | FIXED | 23 | FICT61 | 0 | 0 | 0 | 0 | 0 | 0 | 0 | 0 | 0 | 0 | 0 | [11 empty] | 192.2861
0 | FICT62.2 |  |  | 0 | 0.059055 | 0 | 25 | 0.013 | 0 | 12.5697 | 24 | 324 | UNKN | Conduit | 24 | 1 |  | 0 | 107.6391 | 107.6391 | 0.0010764 | Estuary | 1 | FIXED | 22 | FICT63 | 0 | 0.30864 | SUBURBS | 0 | 0 | 0 | 2 | Cond | 20 | 32.8084 | 1 | N | 0 |  | CIRC | ROAD | 0.7874 | Full | 0 | Other |  | 0.059055 | 0 | 25 | 0.013 | 1 | FIXED | 23 | FICT62 | 0 | 0 | 0 | 0 | 0 | 0 | 0 | 0 | 0 | 0 | 0 | [11 empty] | 315.6398
0 | PI6900-106.1 |  |  | 0 | 0.059055 | 0 | 25 | 0.013 | 0 | 57.8748 | 42 | 151.1303 | UNKN | Conduit | 42 | 1 |  | 0 | 107.6391 | 107.6391 | 0.0010764 | Estuary | 0 | FIXED | 9 | PI6600-1738 | 0 | 0.33084 | SUBURBS | 0 | 0 | 0 | 1 | Cond | 20 | 32.8084 | 1 | N | 0 |  | CIRC | ROAD | 0.7874 | Full | 0 | other |  | 0.059055 | 0 | 25 | 0.013 | 0.17 | FIXED | 9.5 | PI6900-106 | 0 | 0 | 0 | 0 | 0 | 0 | 0 | 0 | 0 | 0 | 0 | [11 empty] | 151.1296
0 | PI6700-1353.1 |  |  | 0 | 0.059055 | 0 | 25 | 0.013 | 0 | 1.8643 | 12 | 168.0759 | UNKN | Conduit | 12 | 1 |  | 0 | 107.6391 | 107.6391 | 0.0010764 | Estuary | 0 | FIXED | 18 | PI6700-1185 | 0 | 0.27369 | SUBURBS | 0 | 0 | 0 | 1 | Cond | 20 | 32.8084 | 1 | N | 0 |  | CIRC | ROAD | 0.7874 | Full | 0 | other |  | 0.059055 | 0 | 25 | 0.013 | 0.73 | FIXED | 18.46 | PI6700-1353 | 0 | 0 | 0 | 0 | 0 | 0 | 0 | 0 | 0 | 0 | 0 | [11 empty] | 168.0764
0 | CUL01.1 |  |  | 0 | 0.059055 | 0 | 25 | 0.013 | 0 | 36.7409 | 42 | 60 | UNKN | Conduit | 42 | 1 |  | 0 | 107.6391 | 107.6391 | 0.0010764 | Estuary | 1 | FIXED | 38.67 | CUL02 | 0 | 0.13333 | SUBURBS | 0 | 0 | 0 | 1 | Cond | 20 | 32.8084 | 1 | N | 0 |  | CIRC | ROAD | 0.7874 | Full | 0 | other |  | 0.059055 | 0 | 25 | 0.013 | 0.25 | FIXED | 38.75 | CUL01 | 0 | 0 | 0 | 0 | 0 | 0 | 0 | 0 | 0 | 0 | 0 | [11 empty] | 58.518
0 | CUL03.1 |  |  | 0 | 0.059055 | 0 | 25 | 0.013 | 0 | 81.6342 | 42 | 45.5761 | UNKN | Conduit | 42 | 1 |  | 0 | 107.6391 | 107.6391 | 0.0010764 | Estuary | 1 | FIXED | 38.2 | CUL04 | 0 | 0.65824 | SUBURBS | 0 | 0 | 0 | 1 | Cond | 20 | 32.8084 | 1 | N | 0 |  | CIRC | ROAD | 0.7874 | Full | 0 | other |  | 0.059055 | 0 | 25 | 0.013 | 0.25 | FIXED | 38.5 | CUL03 | 0 | 0 | 0 | 0 | 0 | 0 | 0 | 0 | 0 | 0 | 0 | [11 empty] | 45.5766
0 | CUL06.1 |  |  | 0 | 0.059055 | 0 | 25 | 0.013 | 0 | 0 | 78 | 49.5681 | UNKN | Conduit | 138 | 1 |  | 0 | 107.6391 | 107.6391 | 0.0010764 | Estuary | 1 | FIXED | 38.4 | CUL05 | 0 | 0.10087 | SUBURBS | 0 | 0 | 0 | 1 | Cond | 20 | 32.8084 | 2 | N | 0 |  | ARCHSPRUNG | ROAD | 0.7874 | Full | 50 | other |  | 0.059055 | 0 | 25 | 0.013 | 0.25 | FIXED | 38.45 | CUL06 | 0 | 0 | 0 | 0 | 0 | 0 | 0 | 0 | 0 | 0 | 0 | [11 empty] | 49.5691
0 | DET5-1.1 |  |  | 0 | 0.059055 | 0 | 25 | 0.013 | 0 | 6.9403 | 12 | 22.761 | UNKN | Conduit | 12 | 1 |  | 0 | 107.6391 | 107.6391 | 0.0010764 | Estuary | 0 | FIXED | 37.9367 | Break-1 | 0 | 3.7931 | SUBURBS | 0 | 0 | 0 | 1 | Cond | 20 | 32.8084 | 1 | N | 0 |  | CIRC | ROAD | 0.7874 | Full | 0 | other |  | 0.059055 | 0 | 25 | 0.013 | 0.5 | FIXED | 38.8 | DET5-1 | 0 | 0 | 0 | 0 | 0 | 0 | 0 | 0 | 0 | 0 | 0 | [11 empty] | 63.3002
0 | DET5-2.1 |  |  | 0 | 0.059055 | 0 | 25 | 0.013 | 0 | 5.6083 | 12 | 26 | UNKN | Conduit | 12 | 1 |  | 0 | 107.6391 | 107.6391 | 0.0010764 | Estuary | 0 | FIXED | 37.956 | Break-2 | 0 | 2.4768 | SUBURBS | 0 | 0 | 0 | 1 | Cond | 20 | 32.8084 | 1 | N | 0 |  | CIRC | ROAD | 0.7874 | Full | 0 | other |  | 0.059055 | 0 | 25 | 0.013 | 0.5 | FIXED | 38.6 | DET5-2 | 0 | 0 | 0 | 0 | 0 | 0 | 0 | 0 | 0 | 0 | 0 | [11 empty] | 76.4561
0 | CUL07.1 |  |  | 0 | 0.059055 | 0 | 25 | 0.013 | 0 | 301.4832 | 72 | 75 | UNKN | Conduit | 72 | 1 |  | 0 | 107.6391 | 107.6391 | 0.0010764 | Estuary | 1 | FIXED | 9.1 | CUL08 | 0 | 0.50667 | SUBURBS | 0 | 0 | 0 | 1 | Cond | 20 | 32.8084 | 1 | N | 0 |  | CIRC | ROAD | 0.7874 | Full | 0 | other |  | 0.059055 | 0 | 25 | 0.013 | 0.5 | FIXED | 9.48 | CUL07 | 0 | 0 | 0 | 0 | 0 | 0 | 0 | 0 | 0 | 0 | 0 | [11 empty] | 92.5219
0 | PX0103-5270.1 |  |  | 0 | 0.059055 | 0 | 25 | 0.013 | 0 | 19.8831 | 36 | 596.8913 | UNKN | Conduit | 36 | 1 |  | 0 | 107.6391 | 107.6391 | 0.0010764 | Estuary | 1 | FIXED | 23.6697 | PX0103-4673 | 0 | 0.088849 | SUBURBS | 0 | 0 | 0 | 1 | Cond | 20 | 32.8084 | 1 | N | 0 |  | CIRC | ROAD | 0.7874 | Full | 0 | Other |  | 0.059055 | 0 | 25 | 0.013 | 1 | FIXED | 24.2 | PX0103-5270 | 0 | 0 | 0 | 0 | 0 | 0 | 0 | 0 | 0 | 0 | 0 | [11 empty] | 596.89
0 | PX0103-4673.1 |  |  | 0 | 0.059055 | 0 | 25 | 0.013 | 0 | 19.8831 | 36 | 643.7806 | UNKN | Conduit | 36 | 1 |  | 0 | 107.6391 | 107.6391 | 0.0010764 | Estuary | 1 | FIXED | 23.0977 | PX0103-4029 | 0 | 0.088849 | SUBURBS | 0 | 0 | 0 | 1 | Cond | 20 | 32.8084 | 1 | N | 0 |  | CIRC | ROAD | 0.7874 | Full | 0 | Other |  | 0.059055 | 0 | 25 | 0.013 | 1 | FIXED | 23.6697 | PX0103-4673 | 0 | 0 | 0 | 0 | 0 | 0 | 0 | 0 | 0 | 0 | 0 | [11 empty] | 643.779
0 | PX0103-4029.1 |  |  | 0 | 0.059055 | 0 | 25 | 0.013 | 0 | 42.8204 | 48 | 685.4043 | UNKN | Conduit | 48 | 1 |  | 0 | 107.6391 | 107.6391 | 0.0010764 | Estuary | 1 | FIXED | 22.4887 | PX0103-3344 | 0 | 0.088849 | SUBURBS | 0 | 0 | 0 | 1 | Cond | 20 | 32.8084 | 1 | N | 0 |  | CIRC | ROAD | 0.7874 | Full | 0 | Other |  | 0.059055 | 0 | 25 | 0.013 | 1 | FIXED | 23.0977 | PX0103-4029 | 0 | 0 | 0 | 0 | 0 | 0 | 0 | 0 | 0 | 0 | 0 | [11 empty] | 685.4034
0 | PX0103-3344.1 |  |  | 0 | 0.059055 | 0 | 25 | 0.013 | 0 | 42.8204 | 48 | 119.2396 | UNKN | Conduit | 48 | 1 |  | 0 | 107.6391 | 107.6391 | 0.0010764 | Estuary | 1 | FIXED | 22.3828 | PX0103-3229 | 0 | 0.088849 | SUBURBS | 0 | 0 | 0 | 1 | Cond | 20 | 32.8084 | 1 | N | 0 |  | CIRC | ROAD | 0.7874 | Full | 0 | Other |  | 0.059055 | 0 | 25 | 0.013 | 1 | FIXED | 22.4887 | PX0103-3344 | 0 | 0 | 0 | 0 | 0 | 0 | 0 | 0 | 0 | 0 | 0 | [11 empty] | 114.4788
0 | PX0103-3229.1 |  |  | 0 | 0.059055 | 0 | 25 | 0.013 | 0 | 42.8204 | 48 | 1134.0416 | UNKN | Conduit | 48 | 1 |  | 0 | 107.6391 | 107.6391 | 0.0010764 | Estuary | 1 | FIXED | 21.3752 | PX0103-2095 | 0 | 0.088849 | SUBURBS | 0 | 0 | 0 | 1 | Cond | 20 | 32.8084 | 1 | N | 0 |  | CIRC | ROAD | 0.7874 | Full | 0 | Other |  | 0.059055 | 0 | 25 | 0.013 | 1 | FIXED | 22.3828 | PX0103-3229 | 0 | 0 | 0 | 0 | 0 | 0 | 0 | 0 | 0 | 0 | 0 | [11 empty] | 1134.0395
0 | PX0100-4641.1 |  |  | 0 | 0.059055 | 0 | 25 | 0.013 | 0 | 6.6603 | 24 | 2264.2884 | UNKN | Conduit | 24 | 1 |  | 0 | 107.6391 | 107.6391 | 0.0010764 | Estuary | 1 | FIXED | 19.2379 | PX0100-2486 | 0 | 0.086655 | SUBURBS | 0 | 0 | 0 | 1 | Cond | 20 | 32.8084 | 1 | N | 0 |  | CIRC | ROAD | 0.7874 | Full | 0 | Other |  | 0.059055 | 0 | 25 | 0.013 | 1 | FIXED | 21.2 | PX0100-4641 | 0 | 0 | 0 | 0 | 0 | 0 | 0 | 0 | 0 | 0 | 0 | [11 empty] | 2155.2822
0 | PX0100-855.1 |  |  | 0 | 0.059055 | 0 | 25 | 0.013 | 0 | 4.665 | 21 | 571.2592 | UNKN | Conduit | 21 | 1 |  | 0 | 107.6391 | 107.6391 | 0.0010764 | Estuary | 1 | FIXED | 17.33 | PX0100-284 | 0 | 0.086655 | SUBURBS | 0 | 0 | 0 | 1 | Cond | 20 | 32.8084 | 1 | N | 0 |  | CIRC | ROAD | 0.7874 | Full | 0 | Other |  | 0.059055 | 0 | 25 | 0.013 | 1 | FIXED | 17.825 | PX0100-855 | 0 | 0 | 0 | 0 | 0 | 0 | 0 | 0 | 0 | 0 | 0 | [11 empty] | 571.258
0 | PX0100-1415.1 |  |  | 0 | 0.059055 | 0 | 25 | 0.013 | 0 | 4.665 | 21 | 560.0199 | UNKN | Conduit | 21 | 1 |  | 0 | 107.6391 | 107.6391 | 0.0010764 | Estuary | 1 | FIXED | 17.825 | PX0100-855 | 0 | 0.086655 | SUBURBS | 0 | 0 | 0 | 1 | Cond | 20 | 32.8084 | 1 | N | 0 |  | CIRC | ROAD | 0.7874 | Full | 0 | Other |  | 0.059055 | 0 | 25 | 0.013 | 1 | FIXED | 18.3103 | PX0100-1415 | 0 | 0 | 0 | 0 | 0 | 0 | 0 | 0 | 0 | 0 | 0 | [11 empty] | 560.0188
0 | PX0100-1919.1 |  |  | 0 | 0.059055 | 0 | 25 | 0.013 | 0 | 4.665 | 21 | 504.0577 | UNKN | Conduit | 21 | 1 |  | 0 | 107.6391 | 107.6391 | 0.0010764 | Estuary | 1 | FIXED | 18.3103 | PX0100-1415 | 0 | 0.086655 | SUBURBS | 0 | 0 | 0 | 1 | Cond | 20 | 32.8084 | 1 | N | 0 |  | CIRC | ROAD | 0.7874 | Full | 0 | Other |  | 0.059055 | 0 | 25 | 0.013 | 1 | FIXED | 18.747 | PX0100-1919 | 0 | 0 | 0 | 0 | 0 | 0 | 0 | 0 | 0 | 0 | 0 | [11 empty] | 504.057
0 | PX0100-2486.1 |  |  | 0 | 0.059055 | 0 | 25 | 0.013 | 0 | 4.665 | 21 | 566.4394 | UNKN | Conduit | 21 | 1 |  | 0 | 107.6391 | 107.6391 | 0.0010764 | Estuary | 1 | FIXED | 18.747 | PX0100-1919 | 0 | 0.086655 | SUBURBS | 0 | 0 | 0 | 1 | Cond | 20 | 32.8084 | 1 | N | 0 |  | CIRC | ROAD | 0.7874 | Full | 0 | Other |  | 0.059055 | 0 | 25 | 0.013 | 1 | FIXED | 19.2379 | PX0100-2486 | 0 | 0 | 0 | 0 | 0 | 0 | 0 | 0 | 0 | 0 | 0 | [11 empty] | 566.4381
0 | PX0103-2095.1 |  |  | 0 | 0.059055 | 0 | 25 | 0.013 | 0 | 58.6215 | 54 | 765.5438 | UNKN | Conduit | 54 | 1 |  | 0 | 107.6391 | 107.6391 | 0.0010764 | Estuary | 1 | FIXED | 20.695 | PX0103-1345 | 0 | 0.088849 | SUBURBS | 0 | 0 | 0 | 1 | Cond | 20 | 32.8084 | 1 | N | 0 |  | CIRC | ROAD | 0.7874 | Full | 0 | Other |  | 0.059055 | 0 | 25 | 0.013 | 1 | FIXED | 21.3752 | PX0103-2095 | 0 | 0 | 0 | 0 | 0 | 0 | 0 | 0 | 0 | 0 | 0 | [11 empty] | 750.2739
0 | PX0103-1345.1 |  |  | 0 | 0.059055 | 0 | 25 | 0.013 | 0 | 58.6215 | 54 | 1344.9956 | UNKN | Conduit | 54 | 1 |  | 0 | 107.6391 | 107.6391 | 0.0010764 | Estuary | 1 | FIXED | 19.5 | PX0100-4792 | 0 | 0.088849 | SUBURBS | 0 | 0 | 0 | 1 | Cond | 20 | 32.8084 | 1 | N | 0 |  | CIRC | ROAD | 0.7874 | Full | 0 | Other |  | 0.059055 | 0 | 25 | 0.013 | 1 | FIXED | 20.695 | PX0103-1345 | 0 | 0 | 0 | 0 | 0 | 0 | 0 | 0 | 0 | 0 | 0 | [11 empty] | 1344.9936
0 | PX0100-284.1 |  |  | 0 | 0.059055 | 0 | 25 | 0.013 | 0 | 8.396 | 24 | 306.6851 | UNKN | Conduit | 24 | 1 |  | 0 | 107.6391 | 107.6391 | 0.0010764 | Estuary | 1 | FIXED | 16.9076 | PX0100-0 | 0 | 0.13771 | SUBURBS | 0 | 0 | 0 | 1 | Cond | 20 | 32.8084 | 1 | N | 0 |  | CIRC | ROAD | 0.7874 | Full | 0 | Other |  | 0.059055 | 0 | 25 | 0.013 | 1 | FIXED | 17.33 | PX0100-284 | 0 | 0 | 0 | 0 | 0 | 0 | 0 | 0 | 0 | 0 | 0 | [11 empty] | 296.8467
0 | PX0101-3163.1 |  |  | 0 | 0.059055 | 0 | 25 | 0.013 | 0 | 0.47724 | 10 | 3163.0017 | UNKN | Conduit | 10 | 1 |  | 0 | 107.6391 | 107.6391 | 0.0010764 | Estuary | 1 | FIXED | 16 | PX0100-4792 | 0 | 0.047423 | SUBURBS | 0 | 0 | 0 | 1 | Cond | 20 | 32.8084 | 1 | N | 0 |  | CIRC | ROAD | 0.7874 | Full | 0 | Other |  | 0.059055 | 0 | 25 | 0.013 | 1 | FIXED | 17.5 | PX0101-3163 | 0 | 0 | 0 | 0 | 0 | 0 | 0 | 0 | 0 | 0 | 0 | [11 empty] | 3162.9955
0 | PX0102-1875.1 |  |  | 0 | 0.059055 | 0 | 25 | 0.013 | 0 | 20.6677 | 36 | 1875.005 | UNKN | Conduit | 36 | 1 |  | 0 | 107.6391 | 107.6391 | 0.0010764 | Estuary | 1 | FIXED | 15 | PX0101-3491 | 0 | 0.096 | SUBURBS | 0 | 0 | 0 | 1 | Cond | 20 | 32.8084 | 1 | N | 0 |  | CIRC | ROAD | 0.7874 | Full | 0 | Other |  | 0.059055 | 0 | 25 | 0.013 | 1 | FIXED | 16.8 | PX0102-1875 | 0 | 0 | 0 | 0 | 0 | 0 | 0 | 0 | 0 | 0 | 0 | [11 empty] | 1875.001
0 | PX0104-1974.1 |  |  | 0 | 0.059055 | 0 | 25 | 0.013 | 0 | 17.497 | 30 | 1212.3412 | UNKN | Conduit | 30 | 1 |  | 0 | 107.6391 | 107.6391 | 0.0010764 | Estuary | 1 | FIXED | 19.7844 | PX0104-767 | 0 | 0.18193 | SUBURBS | 0 | 0 | 0 | 1 | Cond | 20 | 32.8084 | 1 | N | 0 |  | CIRC | ROAD | 0.7874 | Full | 0 | Other |  | 0.059055 | 0 | 25 | 0.013 | 1 | FIXED | 21.99 | PX0104-1974 | 0 | 0 | 0 | 0 | 0 | 0 | 0 | 0 | 0 | 0 | 0 | [11 empty] | 1207.3408
0 | PX0104-767.1 |  |  | 0 | 0.059055 | 0 | 25 | 0.013 | 0 | 17.497 | 30 | 766.5531 | UNKN | Conduit | 30 | 1 |  | 0 | 107.6391 | 107.6391 | 0.0010764 | Estuary | 1 | FIXED | 18.3899 | PX0103-2095 | 0 | 0.18193 | SUBURBS | 0 | 0 | 0 | 1 | Cond | 20 | 32.8084 | 1 | N | 0 |  | CIRC | ROAD | 0.7874 | Full | 0 | Other |  | 0.059055 | 0 | 25 | 0.013 | 1 | FIXED | 19.7844 | PX0104-767 | 0 | 0 | 0 | 0 | 0 | 0 | 0 | 0 | 0 | 0 | 0 | [11 empty] | 766.5515
0 | PX0105-366.1 |  |  | 0 | 0.059055 | 0 | 25 | 0.013 | 0 | 91.9417 | 48 | 366.1985 | UNKN | Conduit | 48 | 1 |  | 0 | 107.6391 | 107.6391 | 0.0010764 | Estuary | 1 | FIXED | 15 | PX0101-3491 | 0 | 0.40961 | SUBURBS | 0 | 0 | 0 | 1 | Cond | 20 | 32.8084 | 1 | N | 0 |  | CIRC | ROAD | 0.7874 | Full | 0 | Other |  | 0.059055 | 0 | 25 | 0.013 | 1 | FIXED | 16.5 | PX0105-366 | 0 | 0 | 0 | 0 | 0 | 0 | 0 | 0 | 0 | 0 | 0 | [11 empty] | 366.1985
0 | PX0106-5313.1 |  |  | 0 | 0.059055 | 0 | 25 | 0.013 | 0 | 22.3673 | 36 | 403.7706 | UNKN | Conduit | 36 | 1 |  | 0 | 107.6391 | 107.6391 | 0.0010764 | Estuary | 1 | FIXED | 26.946 | PX0106-4914 | 0 | 0.11244 | SUBURBS | 0 | 0 | 0 | 1 | Cond | 20 | 32.8084 | 1 | N | 0 |  | CIRC | ROAD | 0.7874 | Full | 0 | Other |  | 0.059055 | 0 | 25 | 0.013 | 1 | FIXED | 27.4 | PX0106-5313 | 0 | 0 | 0 | 0 | 0 | 0 | 0 | 0 | 0 | 0 | 0 | [11 empty] | 403.7698
0 | PX0106-4914.1 |  |  | 0 | 0.059055 | 0 | 25 | 0.013 | 0 | 22.3673 | 36 | 551.74 | UNKN | Conduit | 36 | 1 |  | 0 | 107.6391 | 107.6391 | 0.0010764 | Estuary | 1 | FIXED | 26.3257 | PX0106-4363 | 0 | 0.11244 | SUBURBS | 0 | 0 | 0 | 1 | Cond | 20 | 32.8084 | 1 | N | 0 |  | CIRC | ROAD | 0.7874 | Full | 0 | Other |  | 0.059055 | 0 | 25 | 0.013 | 1 | FIXED | 26.946 | PX0106-4914 | 0 | 0 | 0 | 0 | 0 | 0 | 0 | 0 | 0 | 0 | 0 | [11 empty] | 551.7389
0 | PX0106-4363.1 |  |  | 0 | 0.059055 | 0 | 25 | 0.013 | 0 | 22.3673 | 36 | 494.9141 | UNKN | Conduit | 36 | 1 |  | 0 | 107.6391 | 107.6391 | 0.0010764 | Estuary | 1 | FIXED | 25.7692 | PX0106-3868 | 0 | 0.11244 | SUBURBS | 0 | 0 | 0 | 1 | Cond | 20 | 32.8084 | 1 | N | 0 |  | CIRC | ROAD | 0.7874 | Full | 0 | Other |  | 0.059055 | 0 | 25 | 0.013 | 1 | FIXED | 26.3257 | PX0106-4363 | 0 | 0 | 0 | 0 | 0 | 0 | 0 | 0 | 0 | 0 | 0 | [11 empty] | 494.9127
0 | PX0108-1872.1 |  |  | 0 | 0.059055 | 0 | 25 | 0.013 | 0 | 32.8461 | 42 | 282.61 | UNKN | Conduit | 42 | 1 |  | 0 | 107.6391 | 107.6391 | 0.0010764 | Estuary | 1 | FIXED | 26.0988 | PX0108-1609 | 0 | 0.10656 | SUBURBS | 0 | 0 | 0 | 1 | Cond | 20 | 32.8084 | 1 | N | 0 |  | CIRC | ROAD | 0.7874 | Full | 0 | Other |  | 0.059055 | 0 | 25 | 0.013 | 1 | FIXED | 26.4 | PX0108-1872 | 0 | 0 | 0 | 0 | 0 | 0 | 0 | 0 | 0 | 0 | 0 | [11 empty] | 282.6097
0 | PX0108-1609.1 |  |  | 0 | 0.059055 | 0 | 25 | 0.013 | 0 | 32.8461 | 42 | 235.2969 | UNKN | Conduit | 42 | 1 |  | 0 | 107.6391 | 107.6391 | 0.0010764 | Estuary | 1 | FIXED | 25.8481 | PX0108-1363 | 0 | 0.10656 | SUBURBS | 0 | 0 | 0 | 1 | Cond | 20 | 32.8084 | 1 | N | 0 |  | CIRC | ROAD | 0.7874 | Full | 0 | Other |  | 0.059055 | 0 | 25 | 0.013 | 1 | FIXED | 26.0988 | PX0108-1609 | 0 | 0 | 0 | 0 | 0 | 0 | 0 | 0 | 0 | 0 | 0 | [11 empty] | 235.2969
0 | PX0107-1933.1 |  |  | 0 | 0.059055 | 0 | 25 | 0.013 | 0 | 164.8308 | 60 | 1932.7157 | UNKN | Conduit | 60 | 1 |  | 0 | 107.6391 | 107.6391 | 0.0010764 | Estuary | 1 | FIXED | 25.76 | PX0106-3868 | 0 | 0.40047 | SUBURBS | 0 | 0 | 0 | 1 | Cond | 20 | 32.8084 | 1 | N | 0 |  | CIRC | ROAD | 0.7874 | Full | 0 | Other |  | 0.059055 | 0 | 25 | 0.013 | 1 | FIXED | 33.5 | PX0107-1933 | 0 | 0 | 0 | 0 | 0 | 0 | 0 | 0 | 0 | 0 | 0 | [11 empty] | 1932.7121
0 | PX0106-3704.1 |  |  | 0 | 0.059055 | 0 | 25 | 0.013 | 0 | 112.6127 | 66 | 459.1051 | UNKN | Conduit | 66 | 1 |  | 0 | 107.6391 | 107.6391 | 0.0010764 | Estuary | 1 | FIXED | 25.0745 | PX0106-3245 | 0 | 0.11244 | SUBURBS | 0 | 0 | 0 | 1 | Cond | 20 | 32.8084 | 1 | N | 0 |  | CIRC | ROAD | 0.7874 | Full | 0 | Other |  | 0.059055 | 0 | 25 | 0.013 | 1 | FIXED | 25.5908 | PX0106-3704 | 0 | 0 | 0 | 0 | 0 | 0 | 0 | 0 | 0 | 0 | 0 | [11 empty] | 459.1041
0 | PX0106-3245.1 |  |  | 0 | 0.059055 | 0 | 25 | 0.013 | 0 | 112.6127 | 66 | 599.9319 | UNKN | Conduit | 66 | 1 |  | 0 | 107.6391 | 107.6391 | 0.0010764 | Estuary | 1 | FIXED | 24.4 | PX0106-2623 | 0 | 0.11244 | SUBURBS | 0 | 0 | 0 | 1 | Cond | 20 | 32.8084 | 1 | N | 0 |  | CIRC | ROAD | 0.7874 | Full | 0 | Other |  | 0.059055 | 0 | 25 | 0.013 | 1 | FIXED | 25.0745 | PX0106-3245 | 0 | 0 | 0 | 0 | 0 | 0 | 0 | 0 | 0 | 0 | 0 | [11 empty] | 599.93
0 | PX0108-549.1 |  |  | 0 | 0.059055 | 0 | 25 | 0.013 | 0 | 109.6317 | 66 | 543.6691 | UNKN | Conduit | 66 | 1 |  | 0 | 107.6391 | 107.6391 | 0.0010764 | Estuary | 1 | FIXED | 24.4 | PX0106-2623 | 0 | 0.10656 | SUBURBS | 0 | 0 | 0 | 1 | Cond | 20 | 32.8084 | 1 | N | 0 |  | CIRC | ROAD | 0.7874 | Full | 0 | Other |  | 0.059055 | 0 | 25 | 0.013 | 1 | FIXED | 24.9794 | PX0108-549 | 0 | 0 | 0 | 0 | 0 | 0 | 0 | 0 | 0 | 0 | 0 | [11 empty] | 543.6687
0 | PX0106-3868.1 |  |  | 0 | 0.059055 | 0 | 25 | 0.013 | 0 | 112.6127 | 66 | 158.695 | UNKN | Conduit | 66 | 1 |  | 0 | 107.6391 | 107.6391 | 0.0010764 | Estuary | 1 | FIXED | 25.5908 | PX0106-3704 | 0 | 0.11244 | SUBURBS | 0 | 0 | 0 | 1 | Cond | 20 | 32.8084 | 1 | N | 0 |  | CIRC | ROAD | 0.7874 | Full | 0 | Other |  | 0.059055 | 0 | 25 | 0.013 | 1 | FIXED | 25.7692 | PX0106-3868 | 0 | 0 | 0 | 0 | 0 | 0 | 0 | 0 | 0 | 0 | 0 | [11 empty] | 158.695
0 | PX0108-1306.1 |  |  | 0 | 0.059055 | 0 | 25 | 0.013 | 0 | 109.6317 | 66 | 767.03 | UNKN | Conduit | 66 | 1 |  | 0 | 107.6391 | 107.6391 | 0.0010764 | Estuary | 1 | FIXED | 24.9794 | PX0108-549 | 0 | 0.10656 | SUBURBS | 0 | 0 | 0 | 1 | Cond | 20 | 32.8084 | 1 | N | 0 |  | CIRC | ROAD | 0.7874 | Full | 0 | Other |  | 0.059055 | 0 | 25 | 0.013 | 1 | FIXED | 25.7967 | PX0108-1306 | 0 | 0 | 0 | 0 | 0 | 0 | 0 | 0 | 0 | 0 | 0 | [11 empty] | 767.0286
0 | PX0108-1363.1 |  |  | 0 | 0.059055 | 0 | 25 | 0.013 | 0 | 109.6317 | 66 | 48.2127 | UNKN | Conduit | 66 | 1 |  | 0 | 107.6391 | 107.6391 | 0.0010764 | Estuary | 1 | FIXED | 25.7967 | PX0108-1306 | 0 | 0.10656 | SUBURBS | 0 | 0 | 0 | 1 | Cond | 20 | 32.8084 | 1 | N | 0 |  | CIRC | ROAD | 0.7874 | Full | 0 | Other |  | 0.059055 | 0 | 25 | 0.013 | 1 | FIXED | 25.8481 | PX0108-1363 | 0 | 0 | 0 | 0 | 0 | 0 | 0 | 0 | 0 | 0 | 0 | [11 empty] | 48.212
0 | PX0106-2623.1 |  |  | 0 | 0.059055 | 0 | 25 | 0.013 | 0 | 1278.445 | 72 | 317.4036 | UNKN | Conduit | 96 | 1 |  | 0 | 107.6391 | 107.6391 | 0.0010764 | Estuary | 1 | FIXED | 16 | PX0100-4792 | 0 | 2.6465 | SUBURBS | 0 | 0 | 0 | 1 | Cond | 20 | 32.8084 | 1 | N | 0 |  | RECT | ROAD | 0.7874 | Full | 0 | Other |  | 0.059055 | 0 | 25 | 0.013 | 1 | FIXED | 24.4 | PX0106-2623 | 0 | 0 | 0 | 0 | 0 | 0 | 0 | 0 | 0 | 0 | 0 | [11 empty] | 2628.1616
0 | PX0109-843.1 |  |  | 0 | 0.059055 | 0 | 25 | 0.013 | 0 | 7.4189 | 18 | 842.9246 | UNKN | Conduit | 18 | 1 |  | 0 | 107.6391 | 107.6391 | 0.0010764 | Estuary | 1 | FIXED | 25.7967 | PX0108-1306 | 0 | 0.49865 | SUBURBS | 0 | 0 | 0 | 1 | Cond | 20 | 32.8084 | 1 | N | 0 |  | CIRC | ROAD | 0.7874 | Full | 0 | Other |  | 0.059055 | 0 | 25 | 0.013 | 1 | FIXED | 30 | PX0109-843 | 0 | 0 | 0 | 0 | 0 | 0 | 0 | 0 | 0 | 0 | 0 | [11 empty] | 842.9229
0 | PX0109-2746.1 |  |  | 0 | 0.059055 | 0 | 25 | 0.013 | 0 | 6.3727 | 18 | 1902.5311 | UNKN | Conduit | 18 | 1 |  | 0 | 107.6391 | 107.6391 | 0.0010764 | Estuary | 1 | FIXED | 30 | PX0109-843 | 0 | 0.36793 | SUBURBS | 0 | 0 | 0 | 1 | Cond | 20 | 32.8084 | 1 | N | 0 |  | CIRC | ROAD | 0.7874 | Full | 0 | Other |  | 0.059055 | 0 | 25 | 0.013 | 1 | FIXED | 37 | PX0109-2746 | 0 | 0 | 0 | 0 | 0 | 0 | 0 | 0 | 0 | 0 | 0 | [11 empty] | 1902.5268
0 | PX0109-3885.1 |  |  | 0 | 0.059055 | 0 | 25 | 0.013 | 0 | 116.923 | 72 | 1049.769 | UNKN | Conduit | 72 | 1 |  | 0 | 107.6391 | 107.6391 | 0.0010764 | Estuary | 1 | FIXED | 37 | PX0109-2835 | 0 | 0.076207 | SUBURBS | 0 | 0 | 0 | 1 | Cond | 20 | 32.8084 | 1 | N | 0 |  | CIRC | ROAD | 0.7874 | Full | 0 | Other |  | 0.059055 | 0 | 25 | 0.013 | 1 | FIXED | 37.8 | PX0109-3885 | 0 | 0 | 0 | 0 | 0 | 0 | 0 | 0 | 0 | 0 | 0 | [11 empty] | 2134.1898
0 | PX0109-5746.1 |  |  | 0 | 0.059055 | 0 | 25 | 0.013 | 0 | 78.734 | 60 | 1860.4936 | UNKN | Conduit | 60 | 1 |  | 0 | 107.6391 | 107.6391 | 0.0010764 | Estuary | 1 | FIXED | 37.8 | PX0109-3885 | 0 | 0.091374 | SUBURBS | 0 | 0 | 0 | 1 | Cond | 20 | 32.8084 | 1 | N | 0 |  | CIRC | ROAD | 0.7874 | Full | 0 | Other |  | 0.059055 | 0 | 25 | 0.013 | 1 | FIXED | 39.5 | PX0109-5746 | 0 | 0 | 0 | 0 | 0 | 0 | 0 | 0 | 0 | 0 | 0 | [11 empty] | 775.6923
0 | PX0109-7098.1 |  |  | 0 | 0.059055 | 0 | 25 | 0.013 | 0 | 91.6024 | 48 | 1352.6937 | UNKN | Conduit | 48 | 1 |  | 0 | 107.6391 | 107.6391 | 0.0010764 | Estuary | 1 | FIXED | 40 | PX0109-5746 | 0 | 0.4066 | SUBURBS | 0 | 0 | 0 | 1 | Cond | 20 | 32.8084 | 1 | N | 0 |  | CIRC | ROAD | 0.7874 | Full | 0 | Other |  | 0.059055 | 0 | 25 | 0.013 | 1 | FIXED | 45.5 | PX0109-7098 | 0 | 0 | 0 | 0 | 0 | 0 | 0 | 0 | 0 | 0 | 0 | [11 empty] | 1352.6905
0 | PX0109-8402.1 |  |  | 0 | 0.059055 | 0 | 25 | 0.013 | 0 | 5.0389 | 18 | 1304.1754 | UNKN | Conduit | 18 | 1 |  | 0 | 107.6391 | 107.6391 | 0.0010764 | Estuary | 1 | FIXED | 45.5 | PX0109-7098 | 0 | 0.23003 | SUBURBS | 0 | 0 | 0 | 1 | Cond | 20 | 32.8084 | 1 | N | 0 |  | CIRC | ROAD | 0.7874 | Full | 0 | Other |  | 0.059055 | 0 | 25 | 0.013 | 1 | FIXED | 48.5 | PX0109-8402 | 0 | 0 | 0 | 0 | 0 | 0 | 0 | 0 | 0 | 0 | 0 | [11 empty] | 1304.1733
0 | PX0109-9201.1 |  |  | 0 | 0.059055 | 0 | 25 | 0.013 | 0 | 65.4972 | 48 | 721.5989 | UNKN | Conduit | 48 | 1 |  | 0 | 107.6391 | 107.6391 | 0.0010764 | Estuary | 1 | FIXED | 50 | PX0109-8480 | 0 | 0.20787 | SUBURBS | 0 | 0 | 0 | 1 | Cond | 20 | 32.8084 | 1 | N | 0 |  | CIRC | ROAD | 0.7874 | Full | 0 | Other |  | 0.059055 | 0 | 25 | 0.013 | 1 | FIXED | 51.5 | PX0109-9201 | 0 | 0 | 0 | 0 | 0 | 0 | 0 | 0 | 0 | 0 | 0 | [11 empty] | 721.5975
0 | PX0100-0.1 |  |  | 0 | 0.059055 | 0 | 25 | 0.013 | 0 | 514.3 | 62 | 27.3263 | UNKN | Conduit | 288 | 1 |  | 0 | 107.6391 | 107.6391 | 0.0010764 | Estuary | 1 | FIXED | 16.87 | CC0900-8904 | 0 | 0.13771 | SUBURBS | 0 | 0 | 0 | 1 | Cond | 20 | 32.8084 | 1 | N | 0 |  | ARCHSPRUNG | ROAD | 0.7874 | Full | 0 | Other |  | 0.059055 | 0 | 25 | 0.013 | 0.26 | FIXED | 16.9076 | PX0100-0 | 0 | 0 | 0 | 0 | 0 | 0 | 0 | 0 | 0 | 0 | 0 | [11 empty] | 33.8743
0 | PX9700-1218.1 |  |  | 0 | 0.059055 | 0 | 25 | 0.013 | 0 | 87.189 | 48 | 407.21 | UNKN | Conduit | 48 | 1 |  | 0 | 107.6391 | 107.6391 | 0.0010764 | Estuary | 1 | FIXED | 65.5 | PX9700-810 | 0 | 0.36836 | SUBURBS | 0 | 0 | 0 | 1 | Cond | 20 | 32.8084 | 1 | N | 0 |  | CIRC | ROAD | 0.7874 | Full | 0 | Other |  | 0.059055 | 0 | 25 | 0.013 | 1 | FIXED | 67 | PX9700-1218 | 0 | 0 | 0 | 0 | 0 | 0 | 0 | 0 | 0 | 0 | 0 | [11 empty] | 407.2089
0 | PX9800-877.1 |  |  | 0 | 0.059055 | 0 | 25 | 0.013 | 0 | 60.2006 | 48 | 569.4419 | UNKN | Conduit | 48 | 1 |  | 0 | 107.6391 | 107.6391 | 0.0010764 | Estuary | 1 | FIXED | 71 | PX9800-308 | 0 | 0.17561 | SUBURBS | 0 | 0 | 0 | 1 | Cond | 20 | 32.8084 | 1 | N | 0 |  | CIRC | ROAD | 0.7874 | Full | 0 | Other |  | 0.059055 | 0 | 25 | 0.013 | 1 | FIXED | 72 | PX9800-877 | 0 | 0 | 0 | 0 | 0 | 0 | 0 | 0 | 0 | 0 | 0 | [11 empty] | 569.4407
0 | PX9200-2075.1 |  |  | 0 | 0.059055 | 0 | 25 | 0.013 | 0 | 63.0904 | 48 | 1555.4093 | UNKN | Conduit | 48 | 1 |  | 0 | 107.6391 | 107.6391 | 0.0010764 | Estuary | 1 | FIXED | 59 | PX9200-520 | 0 | 0.19288 | SUBURBS | 0 | 0 | 0 | 1 | Cond | 20 | 32.8084 | 1 | N | 0 |  | CIRC | ROAD | 0.7874 | Full | 0 | Other |  | 0.059055 | 0 | 25 | 0.013 | 1 | FIXED | 62 | PX9200-2075 | 0 | 0 | 0 | 0 | 0 | 0 | 0 | 0 | 0 | 0 | 0 | [11 empty] | 1555.4059
0 | PX9010-219.1 |  |  | 0 | 0.059055 | 0 | 25 | 0.013 | 0 | 48.5371 | 36 | 219.0924 | UNKN | Conduit | 36 | 1 |  | 0 | 107.6391 | 107.6391 | 0.0010764 | Estuary | 1 | FIXED | 48.84 | PI9000-3588 | 0 | 0.52946 | SUBURBS | 0 | 0 | 0 | 1 | Cond | 20 | 32.8084 | 1 | N | 0 |  | CIRC | ROAD | 0.7874 | Full | 0 | Other |  | 0.059055 | 0 | 25 | 0.013 | 1 | FIXED | 50 | PX9010-219 | 0 | 0 | 0 | 0 | 0 | 0 | 0 | 0 | 0 | 0 | 0 | [11 empty] | 219.0924
0 | PX9008-5558.1 |  |  | 0 | 0.059055 | 0 | 25 | 0.013 | 0 | 2.7046 | 12 | 892.0122 | UNKN | Conduit | 12 | 1 |  | 0 | 107.6391 | 107.6391 | 0.0010764 | Estuary | 1 | FIXED | 78.862 | PX9008-4666 | 0 | 0.576 | SUBURBS | 0 | 0 | 0 | 1 | Cond | 20 | 32.8084 | 1 | N | 0 |  | CIRC | ROAD | 0.7874 | Full | 0 | Other |  | 0.059055 | 0 | 25 | 0.013 | 1 | FIXED | 84 | PX9008-5558 | 0 | 0 | 0 | 0 | 0 | 0 | 0 | 0 | 0 | 0 | 0 | [11 empty] | 892.1455
0 | PX9008-4666.1 |  |  | 0 | 0.059055 | 0 | 25 | 0.013 | 0 | 7.778 | 18 | 1817.1998 | UNKN | Conduit | 18 | 1 |  | 0 | 107.6391 | 107.6391 | 0.0010764 | Estuary | 1 | FIXED | 68.9019 | PX9008-2849 | 0 | 0.5481 | SUBURBS | 0 | 0 | 0 | 1 | Cond | 20 | 32.8084 | 1 | N | 0 |  | CIRC | ROAD | 0.7874 | Full | 0 | Other |  | 0.059055 | 0 | 25 | 0.013 | 1 | FIXED | 78.862 | PX9008-4666 | 0 | 0 | 0 | 0 | 0 | 0 | 0 | 0 | 0 | 0 | 0 | [11 empty] | 1819.5715
0 | PX9008-607.1 |  |  | 0 | 0.059055 | 0 | 25 | 0.013 | 0 | 18.0502 | 24 | 607.0533 | UNKN | Conduit | 24 | 1 |  | 0 | 107.6391 | 107.6391 | 0.0010764 | Estuary | 1 | FIXED | 52.75 | PI9000-4327 | 0 | 0.63646 | SUBURBS | 0 | 0 | 0 | 1 | Cond | 20 | 32.8084 | 1 | N | 0 |  | CIRC | ROAD | 0.7874 | Full | 0 | Other |  | 0.059055 | 0 | 25 | 0.013 | 1 | FIXED | 56.6136 | PX9008-607 | 0 | 0 | 0 | 0 | 0 | 0 | 0 | 0 | 0 | 0 | 0 | [11 empty] | 607.0525
0 | PX9008-2849.1 |  |  | 0 | 0.059055 | 0 | 25 | 0.013 | 0 | 16.7505 | 24 | 2241.9575 | UNKN | Conduit | 24 | 1 |  | 0 | 107.6391 | 107.6391 | 0.0010764 | Estuary | 1 | FIXED | 56.6136 | PX9008-607 | 0 | 0.5481 | SUBURBS | 0 | 0 | 0 | 1 | Cond | 20 | 32.8084 | 1 | N | 0 |  | CIRC | ROAD | 0.7874 | Full | 0 | Other |  | 0.059055 | 0 | 25 | 0.013 | 1 | FIXED | 68.9019 | PX9008-2849 | 0 | 0 | 0 | 0 | 0 | 0 | 0 | 0 | 0 | 0 | 0 | [11 empty] | 2241.9532
0 | PX9008-5969.1 |  |  | 0 | 0.059055 | 0 | 25 | 0.013 | 0 | 106.3545 | 48 | 276.1505 | UNKN | Conduit | 48 | 1 |  | 0 | 107.6391 | 107.6391 | 0.0010764 | Estuary | 1 | FIXED | 84.4864 | PX9008-5692 | 0 | 0.5481 | SUBURBS | 0 | 0 | 0 | 1 | Cond | 20 | 32.8084 | 1 | N | 0 |  | CIRC | ROAD | 0.7874 | Full | 0 | Other |  | 0.059055 | 0 | 25 | 0.013 | 1 | FIXED | 86 | PX9008-5969 | 0 | 0 | 0 | 0 | 0 | 0 | 0 | 0 | 0 | 0 | 0 | [11 empty] | 255.3384
0 | PI8000-6714.2 |  |  | 0 | 0.059055 | 0 | 25 | 0.013 | 0 | 0 | 24 | 157.3718 | UNKN | Conduit | 24 | 1 |  | 0 | 107.6391 | 107.6391 | 0.0010764 | Estuary | 1 | FIXED | 61.72 | PX8014-69 | 0 | 0 | SUBURBS | 0 | 0 | 0 | 2 | Cond | 20 | 32.8084 | 1 | N | 0 |  | CIRC | ROAD | 0.7874 | Full | 0 | Other |  | 0.059055 | 0 | 25 | 0.013 | 1 | FIXED | 61.72 | PI8000-6714 | 0 | 0 | 0 | 0 | 0 | 0 | 0 | 0 | 0 | 0 | 0 | [11 empty] | 39.0439
0 | PX8013-1742.1 |  |  | 0 | 0.059055 | 0 | 25 | 0.013 | 0 | 13.5787 | 24 | 662.4023 | UNKN | Conduit | 24 | 1 |  | 0 | 107.6391 | 107.6391 | 0.0010764 | Estuary | 1 | FIXED | 60.1878 | PI8000-6714 | 0 | 0.36018 | SUBURBS | 0 | 0 | 0 | 1 | Cond | 20 | 32.8084 | 1 | N | 0 |  | CIRC | ROAD | 0.7874 | Full | 0 | Other |  | 0.059055 | 0 | 25 | 0.013 | 1 | FIXED | 62.5737 | PX8013-1742 | 0 | 0 | 0 | 0 | 0 | 0 | 0 | 0 | 0 | 0 | 0 | [11 empty] | 664.0932
0 | PX8013-2240.1 |  |  | 0 | 0.059055 | 0 | 25 | 0.013 | 0 | 6.3052 | 18 | 497.3966 | UNKN | Conduit | 18 | 1 |  | 0 | 107.6391 | 107.6391 | 0.0010764 | Estuary | 1 | FIXED | 62.5737 | PX8013-1742 | 0 | 0.36018 | SUBURBS | 0 | 0 | 0 | 1 | Cond | 20 | 32.8084 | 1 | N | 0 |  | CIRC | ROAD | 0.7874 | Full | 0 | Other |  | 0.059055 | 0 | 25 | 0.013 | 1 | FIXED | 64.3652 | PX8013-2240 | 0 | 0 | 0 | 0 | 0 | 0 | 0 | 0 | 0 | 0 | 0 | [11 empty] | 492.6126
0 | PX8013-2416.1 |  |  | 0 | 0.059055 | 0 | 25 | 0.013 | 0 | 6.3052 | 18 | 176.2495 | UNKN | Conduit | 18 | 1 |  | 0 | 107.6391 | 107.6391 | 0.0010764 | Estuary | 1 | FIXED | 64.3652 | PX8013-2240 | 0 | 0.36018 | SUBURBS | 0 | 0 | 0 | 1 | Cond | 20 | 32.8084 | 1 | N | 0 |  | CIRC | ROAD | 0.7874 | Full | 0 | Other |  | 0.059055 | 0 | 25 | 0.013 | 1 | FIXED | 65 | PX8013-2416 | 0 | 0 | 0 | 0 | 0 | 0 | 0 | 0 | 0 | 0 | 0 | [11 empty] | 176.517
0 | PX9004-1256.1 |  |  | 0 | 0.059055 | 0 | 25 | 0.013 | 0 | 5.2059 | 18 | 818.5207 | UNKN | Conduit | 18 | 1 |  | 0 | 107.6391 | 107.6391 | 0.0010764 | Estuary | 1 | FIXED | 59.9903 | PX9004-438 | 0 | 0.24553 | SUBURBS | 0 | 0 | 0 | 1 | Cond | 20 | 32.8084 | 1 | N | 0 |  | CIRC | ROAD | 0.7874 | Full | 0 | Other |  | 0.059055 | 0 | 25 | 0.013 | 1 | FIXED | 62 | PX9004-1256 | 0 | 0 | 0 | 0 | 0 | 0 | 0 | 0 | 0 | 0 | 0 | [11 empty] | 808.8161
0 | PX9004-438.1 |  |  | 0 | 0.059055 | 0 | 25 | 0.013 | 0 | 13.1928 | 24 | 438.314 | UNKN | Conduit | 24 | 1 |  | 0 | 107.6391 | 107.6391 | 0.0010764 | Estuary | 1 | FIXED | 58.5 | PI9004-866 | 0 | 0.34 | SUBURBS | 0 | 0 | 0 | 1 | Cond | 20 | 32.8084 | 1 | N | 0 |  | CIRC | ROAD | 0.7874 | Full | 0 | Other |  | 0.059055 | 0 | 25 | 0.013 | 1 | FIXED | 59.9903 | PX9004-438 | 0 | 0 | 0 | 0 | 0 | 0 | 0 | 0 | 0 | 0 | 0 | [11 empty] | 436.0758
0 | PX9009-300.1 |  |  | 0 | 0.059055 | 0 | 25 | 0.013 | 0 | 141.5857 | 48 | 299.5743 | UNKN | Conduit | 48 | 1 |  | 0 | 107.6391 | 107.6391 | 0.0010764 | Estuary | 1 | FIXED | 47.09 | PI9000-2630 | 0 | 0.97138 | SUBURBS | 0 | 0 | 0 | 1 | Cond | 20 | 32.8084 | 1 | N | 0 |  | CIRC | ROAD | 0.7874 | Full | 0 | Other |  | 0.059055 | 0 | 25 | 0.013 | 1 | FIXED | 50 | PX9009-300 | 0 | 0 | 0 | 0 | 0 | 0 | 0 | 0 | 0 | 0 | 0 | [11 empty] | 289.4654
0 | PX9200-302.1 |  |  | 0 | 0.059055 | 0 | 25 | 0.013 | 0 | 9.9963 | 18 | 309.2823 | UNKN | Conduit | 18 | 1 |  | 0 | 107.6391 | 107.6391 | 0.0010764 | Estuary | 1 | FIXED | 55 | CC0900-20294 | 0 | 0.90532 | SUBURBS | 0 | 0 | 0 | 1 | Cond | 20 | 32.8084 | 1 | N | 0 |  | CIRC | ROAD | 0.7874 | Full | 0 | other |  | 0.059055 | 0 | 25 | 0.013 | 1 | FIXED | 57.8 | PX9200-302 | 0 | 0 | 0 | 0 | 0 | 0 | 0 | 0 | 0 | 0 | 0 | [11 empty] | 309.2818
0 | PX9700-356.1 |  |  | 0 | 0.059055 | 0 | 25 | 0.013 | 0 | 5.9529 | 18 | 155.7377 | UNKN | Conduit | 18 | 1 |  | 0 | 107.6391 | 107.6391 | 0.0010764 | Estuary | 1 | FIXED | 65 | PX9700-140 | 0 | 0.32105 | SUBURBS | 0 | 0 | 0 | 1 | Cond | 20 | 32.8084 | 1 | N | 0 |  | CIRC | ROAD | 0.7874 | Full | 0 | other |  | 0.059055 | 0 | 25 | 0.013 | 1 | FIXED | 65.5 | PX9700-356 | 0 | 0 | 0 | 0 | 0 | 0 | 0 | 0 | 0 | 0 | 0 | [11 empty] | 155.7385
0 | PX9800-256.1 |  |  | 0 | 0.059055 | 0 | 25 | 0.013 | 0 | 11.3859 | 18 | 85.1421 | UNKN | Conduit | 18 | 1 |  | 0 | 107.6391 | 107.6391 | 0.0010764 | Estuary | 1 | FIXED | 70 | PX9800-106 | 0 | 1.1745 | SUBURBS | 0 | 0 | 0 | 1 | Cond | 20 | 32.8084 | 1 | N | 0 |  | CIRC | ROAD | 0.7874 | Full | 0 | other |  | 0.059055 | 0 | 25 | 0.013 | 1 | FIXED | 71 | PX9800-256 | 0 | 0 | 0 | 0 | 0 | 0 | 0 | 0 | 0 | 0 | 0 | [11 empty] | 85.1423
0 | PX7819-2604.1 |  |  | 0 | 0.059055 | 0 | 25 | 0.013 | 0 | 0.79738 | 10 | 377.6802 | UNKN | Conduit | 10 | 1 |  | 0 | 107.6391 | 107.6391 | 0.0010764 | Estuary | 1 | FIXED | 55 | PI7819-2220 | 0 | 0.13239 | SUBURBS | 0 | 0 | 0 | 1 | Cond | 20 | 32.8084 | 1 | N | 0 |  | CIRC | ROAD | 0.7874 | Full | 0 | other |  | 0.059055 | 0 | 25 | 0.013 | 1 | FIXED | 55.5 | PX7819-2604 | 0 | 0 | 0 | 0 | 0 | 0 | 0 | 0 | 0 | 0 | 0 | [11 empty] | 377.6798
0 | PX781904-299.1 |  |  | 0 | 0.059055 | 0 | 25 | 0.013 | 0 | 123.6279 | 48 | 288.964 | UNKN | Conduit | 48 | 1 |  | 0 | 107.6391 | 107.6391 | 0.0010764 | Estuary | 1 | FIXED | 52 | PX150401-915 | 0 | 0.76134 | SUBURBS | 0 | 0 | 0 | 1 | Cond | 20 | 32.8084 | 1 | N | 0 |  | CIRC | ROAD | 0.7874 | Full | 0 | other |  | 0.059055 | 0 | 25 | 0.0133 | 1 | FIXED | 54.2 | PX781904-299 | 0 | 0 | 0 | 0 | 0 | 0 | 0 | 0 | 0 | 0 | 0 | [11 empty] | 288.9644
0 | PX8014-101.1 |  |  | 0 | 0.059055 | 0 | 25 | 0.013 | 0 | 0 | 24 | 49.0406 | UNKN | Conduit | 24 | 1 |  | 0 | 107.6391 | 107.6391 | 0.0010764 | Estuary | 1 | FIXED | 62 | PX8013-926 | 0 | 0 | SUBURBS | 0 | 0 | 0 | 1 | Cond | 20 | 32.8084 | 1 | N | 0 |  | CIRC | ROAD | 0.7874 | Full | 0 | other |  | 0.059055 | 0 | 25 | 0.013 | 1 | FIXED | 62 | PX8014-101 | 0 | 0 | 0 | 0 | 0 | 0 | 0 | 0 | 0 | 0 | 0 | [11 empty] | 49.0402
0 | PX8013-926.1 |  |  | 0 | 0.059055 | 0 | 25 | 0.013 | 0 | 0.27174 | 6 | 121.2825 | UNKN | Conduit | 6 | 1 |  | 0 | 107.6391 | 107.6391 | 0.0010764 | Estuary | 1 | FIXED | 61.7157 | PX8013-40 | 0 | 0.2344 | SUBURBS | 0 | 0 | 0 | 1 | Cond | 20 | 32.8084 | 1 | N | 0 |  | CIRC | ROAD | 0.7874 | Full | 0 | other |  | 0.059055 | 0 | 25 | 0.013 | 1 | FIXED | 62 | PX8013-926 | 0 | 0 | 0 | 0 | 0 | 0 | 0 | 0 | 0 | 0 | 0 | [11 empty] | 121.2817
0 | PX581601-10347.1 |  |  | 0 | 0.059055 | 0 | 25 | 0.013 | 0 | 23.0822 | 24 | 38.4326 | UNKN | Conduit | 24 | 1 |  | 0 | 107.6391 | 107.6391 | 0.0010764 | Estuary | 1 | FIXED | 160.1 | PX581601-10309 | 0 | 1.0408 | SUBURBS | 0 | 0 | 0 | 1 | Cond | 20 | 32.8084 | 1 | N | 0 |  | CIRC | ROAD | 0.7874 | Full | 0 | Other |  | 0.059055 | 0 | 25 | 0.013 | 1 | FIXED | 160.5 | PX581601-10347 | 0 | 0 | 0 | 0 | 0 | 0 | 0 | 0 | 0 | 0 | 0 | [11 empty] | 38.4322
0 | PX581601-10494.1 |  |  | 0 | 0.059055 | 0 | 25 | 0.013 | 0 | 22.9073 | 24 | 146.3305 | UNKN | Conduit | 24 | 1 |  | 0 | 107.6391 | 107.6391 | 0.0010764 | Estuary | 1 | FIXED | 160.5 | PX581601-10347 | 0 | 1.0251 | SUBURBS | 0 | 0 | 0 | 1 | Cond | 20 | 32.8084 | 1 | N | 0 |  | CIRC | ROAD | 0.7874 | Full | 0 | Other |  | 0.059055 | 0 | 25 | 0.013 | 1 | FIXED | 162 | PX581601-10494 | 0 | 0 | 0 | 0 | 0 | 0 | 0 | 0 | 0 | 0 | 0 | [11 empty] | 146.3296
0 | PX581601-10309.1 |  |  | 0 | 0.059055 | 0 | 25 | 0.013 | 0 | 11.2832 | 24 | 120.6279 | UNKN | Conduit | 24 | 1 |  | 0 | 107.6391 | 107.6391 | 0.0010764 | Estuary | 1 | FIXED | 159.8 | PX581601-10188 | 0 | 0.2487 | SUBURBS | 0 | 0 | 0 | 1 | Cond | 20 | 32.8084 | 1 | N | 0 |  | CIRC | ROAD | 0.7874 | Full | 0 | Other |  | 0.059055 | 0 | 25 | 0.013 | 1 | FIXED | 160.1 | PX581601-10309 | 0 | 0 | 0 | 0 | 0 | 0 | 0 | 0 | 0 | 0 | 0 | [11 empty] | 120.6272
0 | PX581601-10593.1 |  |  | 0 | 0.059055 | 0 | 25 | 0.013 | 0 | 24.8689 | 24 | 99.3253 | UNKN | Conduit | 24 | 1 |  | 0 | 107.6391 | 107.6391 | 0.0010764 | Estuary | 1 | FIXED | 162 | PX581601-10494 | 0 | 1.2082 | SUBURBS | 0 | 0 | 0 | 1 | Cond | 20 | 32.8084 | 1 | N | 0 |  | CIRC | ROAD | 0.7874 | Full | 0 | Other |  | 0.059055 | 0 | 25 | 0.013 | 1 | FIXED | 163.2 | PX581601-10593 | 0 | 0 | 0 | 0 | 0 | 0 | 0 | 0 | 0 | 0 | 0 | [11 empty] | 99.3253
0 | PX581601-11433.1 |  |  | 0 | 0.059055 | 0 | 25 | 0.013 | 0 | 22.5779 | 24 | 206.5422 | UNKN | Conduit | 24 | 1 |  | 0 | 107.6391 | 107.6391 | 0.0010764 | Estuary | 1 | FIXED | 171.3432 | PX581601-11227 | 0 | 0.99581 | SUBURBS | 0 | 0 | 0 | 1 | Cond | 20 | 32.8084 | 1 | N | 0 |  | CIRC | ROAD | 0.7874 | Full | 0 | Other |  | 0.059055 | 0 | 25 | 0.013 | 1 | FIXED | 173.4 | PX581601-11433 | 0 | 0 | 0 | 0 | 0 | 0 | 0 | 0 | 0 | 0 | 0 | [11 empty] | 206.5411
0 | PX581601-11227.1 |  |  | 0 | 0.059055 | 0 | 25 | 0.013 | 0 | 26.3398 | 24 | 172.8959 | UNKN | Conduit | 24 | 1 |  | 0 | 107.6391 | 107.6391 | 0.0010764 | Estuary | 1 | FIXED | 169 | PX581601-11054 | 0 | 1.3553 | SUBURBS | 0 | 0 | 0 | 1 | Cond | 20 | 32.8084 | 1 | N | 0 |  | CIRC | ROAD | 0.7874 | Full | 0 | Other |  | 0.059055 | 0 | 25 | 0.013 | 1 | FIXED | 171.3432 | PX581601-11227 | 0 | 0 | 0 | 0 | 0 | 0 | 0 | 0 | 0 | 0 | 0 | [11 empty] | 172.8955
0 | PX581601-11054.1 |  |  | 0 | 0.059055 | 0 | 25 | 0.013 | 0 | 25.0353 | 24 | 179.684 | UNKN | Conduit | 24 | 1 |  | 0 | 107.6391 | 107.6391 | 0.0010764 | Estuary | 1 | FIXED | 166.8 | PX581601-10874 | 0 | 1.2244 | SUBURBS | 0 | 0 | 0 | 1 | Cond | 20 | 32.8084 | 1 | N | 0 |  | CIRC | ROAD | 0.7874 | Full | 0 | Other |  | 0.059055 | 0 | 25 | 0.013 | 1 | FIXED | 169 | PX581601-11054 | 0 | 0 | 0 | 0 | 0 | 0 | 0 | 0 | 0 | 0 | 0 | [11 empty] | 179.6838
0 | PX581601-10874.1 |  |  | 0 | 0.059055 | 0 | 25 | 0.013 | 0 | 24.5284 | 24 | 280.7804 | UNKN | Conduit | 24 | 1 |  | 0 | 107.6391 | 107.6391 | 0.0010764 | Estuary | 1 | FIXED | 163.2 | PX581601-10593 | 0 | 1.1753 | SUBURBS | 0 | 0 | 0 | 1 | Cond | 20 | 32.8084 | 1 | N | 0 |  | CIRC | ROAD | 0.7874 | Full | 0 | Other |  | 0.059055 | 0 | 25 | 0.013 | 1 | FIXED | 166.5 | PX581601-10874 | 0 | 0 | 0 | 0 | 0 | 0 | 0 | 0 | 0 | 0 | 0 | [11 empty] | 280.7802
0 | PX581601-10010.1 |  |  | 0 | 0.059055 | 0 | 25 | 0.013 | 0 | 61.3082 | 36 | 118.3803 | UNKN | Conduit | 36 | 1 |  | 0 | 107.6391 | 107.6391 | 0.0010764 | Estuary | 1 | FIXED | 156 | PX581601-9892 | 0 | 0.84473 | SUBURBS | 0 | 0 | 0 | 1 | Cond | 20 | 32.8084 | 1 | N | 0 |  | CIRC | ROAD | 0.7874 | Full | 0 | Other |  | 0.059055 | 0 | 25 | 0.013 | 1 | FIXED | 157 | PX581601-10010 | 0 | 0 | 0 | 0 | 0 | 0 | 0 | 0 | 0 | 0 | 0 | [11 empty] | 118.3796
0 | PX581601-9892.1 |  |  | 0 | 0.059055 | 0 | 25 | 0.013 | 0 | 153.1658 | 48 | 43.9842 | UNKN | Conduit | 48 | 1 |  | 0 | 107.6391 | 107.6391 | 0.0010764 | Estuary | 1 | FIXED | 154.5 | PX581601-9848 | 0 | 1.1368 | SUBURBS | 0 | 0 | 0 | 1 | Cond | 20 | 32.8084 | 1 | N | 0 |  | CIRC | ROAD | 0.7874 | Full | 0 | Other |  | 0.059055 | 0 | 25 | 0.013 | 1 | FIXED | 155 | PX581601-9892 | 0 | 0 | 0 | 0 | 0 | 0 | 0 | 0 | 0 | 0 | 0 | [11 empty] | 43.9846
0 | PX581601-9712.1 |  |  | 0 | 0.059055 | 0 | 25 | 0.013 | 0 | 146.1004 | 48 | 96.6824 | UNKN | Conduit | 48 | 1 |  | 0 | 107.6391 | 107.6391 | 0.0010764 | Estuary | 1 | FIXED | 152.5 | PX581601-9615 | 0 | 1.0343 | SUBURBS | 0 | 0 | 0 | 1 | Cond | 20 | 32.8084 | 1 | N | 0 |  | CIRC | ROAD | 0.7874 | Full | 0 | Other |  | 0.059055 | 0 | 25 | 0.013 | 1 | FIXED | 153.5 | PX581601-9712 | 0 | 0 | 0 | 0 | 0 | 0 | 0 | 0 | 0 | 0 | 0 | [11 empty] | 96.6833
0 | PX581601-9848.1 |  |  | 0 | 0.059055 | 0 | 25 | 0.013 | 0 | 123.0623 | 48 | 136.2701 | UNKN | Conduit | 48 | 1 |  | 0 | 107.6391 | 107.6391 | 0.0010764 | Estuary | 1 | FIXED | 153.5 | PX581601-9712 | 0 | 0.73384 | SUBURBS | 0 | 0 | 0 | 1 | Cond | 20 | 32.8084 | 1 | N | 0 |  | CIRC | ROAD | 0.7874 | Full | 0 | Other |  | 0.059055 | 0 | 25 | 0.013 | 1 | FIXED | 154.5 | PX581601-9848 | 0 | 0 | 0 | 0 | 0 | 0 | 0 | 0 | 0 | 0 | 0 | [11 empty] | 136.2694
0 | PX581601-8897.1 |  |  | 0 | 0.059055 | 0 | 25 | 0.013 | 0 | 125.7744 | 54 | 244.5003 | UNKN | Conduit | 54 | 1 |  | 0 | 107.6391 | 107.6391 | 0.0010764 | Estuary | 1 | FIXED | 141 | PX581601-8652 | 0 | 0.409 | SUBURBS | 0 | 0 | 0 | 1 | Cond | 20 | 32.8084 | 1 | N | 0 |  | CIRC | ROAD | 0.7874 | Full | 0 | Other |  | 0.059055 | 0 | 25 | 0.013 | 1 | FIXED | 142 | PX581601-8897 | 0 | 0 | 0 | 0 | 0 | 0 | 0 | 0 | 0 | 0 | 0 | [11 empty] | 244.5
0 | PX581601-9501.1 |  |  | 0 | 0.059055 | 0 | 25 | 0.013 | 0 | 220.3165 | 54 | 239.0512 | UNKN | Conduit | 54 | 1 |  | 0 | 107.6391 | 107.6391 | 0.0010764 | Estuary | 1 | FIXED | 147 | PX581601-9262 | 0 | 1.255 | SUBURBS | 0 | 0 | 0 | 1 | Cond | 20 | 32.8084 | 1 | N | 0 |  | CIRC | ROAD | 0.7874 | Full | 0 | Other |  | 0.059055 | 0 | 25 | 0.013 | 1 | FIXED | 150 | PX581601-9501 | 0 | 0 | 0 | 0 | 0 | 0 | 0 | 0 | 0 | 0 | 0 | [11 empty] | 239.0513
0 | PX581601-9615.1 |  |  | 0 | 0.059055 | 0 | 25 | 0.013 | 0 | 291.6912 | 54 | 113.6468 | UNKN | Conduit | 54 | 1 |  | 0 | 107.6391 | 107.6391 | 0.0010764 | Estuary | 1 | FIXED | 150 | PX581601-9501 | 0 | 2.1998 | SUBURBS | 0 | 0 | 0 | 1 | Cond | 20 | 32.8084 | 1 | N | 0 |  | CIRC | ROAD | 0.7874 | Full | 0 | Other |  | 0.059055 | 0 | 25 | 0.013 | 1 | FIXED | 152.5 | PX581601-9615 | 0 | 0 | 0 | 0 | 0 | 0 | 0 | 0 | 0 | 0 | 0 | [11 empty] | 113.6457
0 | PX581601-9262.1 |  |  | 0 | 0.059055 | 0 | 25 | 0.013 | 0 | 188.8681 | 54 | 108.4293 | UNKN | Conduit | 54 | 1 |  | 0 | 107.6391 | 107.6391 | 0.0010764 | Estuary | 1 | FIXED | 146 | PX581601-9154 | 0 | 0.92226 | SUBURBS | 0 | 0 | 0 | 1 | Cond | 20 | 32.8084 | 1 | N | 0 |  | CIRC | ROAD | 0.7874 | Full | 0 | Other |  | 0.059055 | 0 | 25 | 0.013 | 1 | FIXED | 147 | PX581601-9262 | 0 | 0 | 0 | 0 | 0 | 0 | 0 | 0 | 0 | 0 | 0 | [11 empty] | 108.429
0 | PX581601-8652.1 |  |  | 0 | 0.059055 | 0 | 25 | 0.013 | 0 | 179.671 | 54 | 59.907 | UNKN | Conduit | 54 | 1 |  | 0 | 107.6391 | 107.6391 | 0.0010764 | Estuary | 1 | FIXED | 140.5 | PX581601-8592 | 0 | 0.83463 | SUBURBS | 0 | 0 | 0 | 1 | Cond | 20 | 32.8084 | 1 | N | 0 |  | CIRC | ROAD | 0.7874 | Full | 0 | Other |  | 0.059055 | 0 | 25 | 0.013 | 1 | FIXED | 141 | PX581601-8652 | 0 | 0 | 0 | 0 | 0 | 0 | 0 | 0 | 0 | 0 | 0 | [11 empty] | 59.9063
0 | PX581601-8592.1 |  |  | 0 | 0.059055 | 0 | 25 | 0.013 | 0 | 105.205 | 54 | 174.7274 | UNKN | Conduit | 54 | 1 |  | 0 | 107.6391 | 107.6391 | 0.0010764 | Estuary | 1 | FIXED | 140 | PX581601-8419 | 0 | 0.28616 | SUBURBS | 0 | 0 | 0 | 1 | Cond | 20 | 32.8084 | 1 | N | 0 |  | CIRC | ROAD | 0.7874 | Full | 0 | Other |  | 0.059055 | 0 | 25 | 0.013 | 1 | FIXED | 140.5 | PX581601-8592 | 0 | 0 | 0 | 0 | 0 | 0 | 0 | 0 | 0 | 0 | 0 | [11 empty] | 174.7278
0 | PX581601-9154.1 |  |  | 0 | 0.059055 | 0 | 25 | 0.013 | 0 | 245.5517 | 54 | 256.589 | UNKN | Conduit | 54 | 1 |  | 0 | 107.6391 | 107.6391 | 0.0010764 | Estuary | 1 | FIXED | 142 | PX581601-8897 | 0 | 1.5589 | SUBURBS | 0 | 0 | 0 | 1 | Cond | 20 | 32.8084 | 1 | N | 0 |  | CIRC | ROAD | 0.7874 | Full | 0 | Other |  | 0.059055 | 0 | 25 | 0.013 | 1 | FIXED | 146 | PX581601-9154 | 0 | 0 | 0 | 0 | 0 | 0 | 0 | 0 | 0 | 0 | 0 | [11 empty] | 256.5884
0 | PX581601-8419.1 |  |  | 0 | 0.059055 | 0 | 25 | 0.013 | 0 | 116.2805 | 54 | 143.0276 | UNKN | Conduit | 54 | 1 |  | 0 | 107.6391 | 107.6391 | 0.0010764 | Estuary | 1 | FIXED | 139.5 | PX581601-8275 | 0 | 0.34958 | SUBURBS | 0 | 0 | 0 | 1 | Cond | 20 | 32.8084 | 1 | N | 0 |  | CIRC | ROAD | 0.7874 | Full | 0 | Other |  | 0.059055 | 0 | 25 | 0.013 | 1 | FIXED | 140 | PX581601-8419 | 0 | 0 | 0 | 0 | 0 | 0 | 0 | 0 | 0 | 0 | 0 | [11 empty] | 143.0271
0 | PX581601-8275.1 |  |  | 0 | 0.059055 | 0 | 25 | 0.013 | 0 | 217.7645 | 54 | 2605.8571 | UNKN | Conduit | 54 | 1 |  | 0 | 107.6391 | 107.6391 | 0.0010764 | Estuary | 1 | FIXED | 110 | PX581601-5670 | 0 | 1.2261 | SUBURBS | 0 | 0 | 0 | 1 | Cond | 20 | 32.8084 | 1 | N | 0 |  | CIRC | ROAD | 0.7874 | Full | 0 | Other |  | 0.059055 | 0 | 25 | 0.013 | 1 | FIXED | 141.9493 | PX581601-8275 | 0 | 0 | 0 | 0 | 0 | 0 | 0 | 0 | 0 | 0 | 0 | [11 empty] | 2605.8519
0 | PX581601-10188.1 |  |  | 0 | 0.059055 | 0 | 25 | 0.013 | 0 | 65.0959 | 36 | 178.5083 | UNKN | Conduit | 36 | 1 |  | 0 | 107.6391 | 107.6391 | 0.0010764 | Estuary | 1 | FIXED | 157 | PX581601-10010 | 0 | 0.95234 | SUBURBS | 0 | 0 | 0 | 1 | Cond | 20 | 32.8084 | 1 | N | 0 |  | CIRC | ROAD | 0.7874 | Full | 0 | Other |  | 0.059055 | 0 | 25 | 0.013 | 1 | FIXED | 158.7 | PX581601-10188 | 0 | 0 | 0 | 0 | 0 | 0 | 0 | 0 | 0 | 0 | 0 | [11 empty] | 178.5081
0 | PX581601-4277.1 |  |  | 0 | 0.059055 | 0 | 25 | 0.013 | 0 | 10.0321 | 18 | 4277.1542 | UNKN | Conduit | 18 | 1 |  | 0 | 107.6391 | 107.6391 | 0.0010764 | Estuary | 1 | FIXED | 61 | PI581601-178 | 0 | 0.91182 | SUBURBS | 0 | 0 | 0 | 1 | Cond | 20 | 32.8084 | 1 | N | 0 |  | CIRC | ROAD | 0.7874 | Full | 0 | Other |  | 0.059055 | 0 | 25 | 0.013 | 1 | FIXED | 100 | PX581601-4277 | 0 | 0 | 0 | 0 | 0 | 0 | 0 | 0 | 0 | 0 | 0 | [11 empty] | 4277.1457
0 | PX581601-11843.1 |  |  | 0 | 0.059055 | 0 | 25 | 0.013 | 0 | 62.2657 | 48 | 319.3772 | UNKN | Conduit | 48 | 1 |  | 0 | 107.6391 | 107.6391 | 0.0010764 | Estuary | 1 | FIXED | 173.4 | PX581601-11523 | 0 | 0.18787 | SUBURBS | 0 | 0 | 0 | 1 | Cond | 20 | 32.8084 | 1 | N | 0 |  | CIRC | ROAD | 0.7874 | Full | 0 | Other |  | 0.059055 | 0 | 25 | 0.013 | 1 | FIXED | 174 | PX581601-11843 | 0 | 0 | 0 | 0 | 0 | 0 | 0 | 0 | 0 | 0 | 0 | [11 empty] | 319.3774
0 | PI5001-3702.1 |  |  | 0 | 0.059055 | 0 | 25 | 0.013 | 0 | 46.1757 | 36 | 918.2103 | UNKN | Conduit | 36 | 1 |  | 0 | 107.6391 | 107.6391 | 0.0010764 | Estuary | 1 | FIXED | 100.1 | PX5000-2784 | 0 | 0.47919 | SUBURBS | 0 | 0 | 0 | 1 | Cond | 20 | 32.8084 | 1 | N | 0 |  | CIRC | ROAD | 0.7874 | Full | 0 | Other |  | 0.059055 | 0 | 25 | 0.013 | 1 | FIXED | 104.5 | PI5001-3702 | 0 | 0 | 0 | 0 | 0 | 0 | 0 | 0 | 0 | 0 | 0 | [11 empty] | 918.2087
0 | PX5000-2784.1 |  |  | 0 | 0.059055 | 0 | 25 | 0.013 | 0 | 1.3689 | 15 | 1754.5917 | UNKN | Conduit | 15 | 1 |  | 0 | 107.6391 | 107.6391 | 0.0010764 | Estuary | 1 | FIXED | 99.3124 | PX5000-1029 | 0 | 0.04489 | SUBURBS | 0 | 0 | 0 | 1 | Cond | 20 | 32.8084 | 1 | N | 0 |  | CIRC | ROAD | 0.7874 | Full | 0 | Other |  | 0.059055 | 0 | 25 | 0.013 | 1 | FIXED | 100.1 | PX5000-2784 | 0 | 0 | 0 | 0 | 0 | 0 | 0 | 0 | 0 | 0 | 0 | [11 empty] | 1754.5883
0 | PX5000-1029.1 |  |  | 0 | 0.059055 | 0 | 25 | 0.013 | 0 | 1.5343 | 15 | 919.6761 | UNKN | Conduit | 15 | 1 |  | 0 | 107.6391 | 107.6391 | 0.0010764 | Estuary | 1 | FIXED | 98.7937 | PX5000-109 | 0 | 0.056396 | SUBURBS | 0 | 0 | 0 | 1 | Cond | 20 | 32.8084 | 1 | N | 0 |  | CIRC | ROAD | 0.7874 | Full | 0 | Other |  | 0.059055 | 0 | 25 | 0.013 | 1 | FIXED | 99.3124 | PX5000-1029 | 0 | 0 | 0 | 0 | 0 | 0 | 0 | 0 | 0 | 0 | 0 | [11 empty] | 919.6738
0 | PX5000-109.1 |  |  | 0 | 0.059055 | 0 | 25 | 0.013 | 0 | 7.5406 | 18 | 109.4244 | UNKN | Conduit | 18 | 1 |  | 0 | 107.6391 | 107.6391 | 0.0010764 | Estuary | 1 | FIXED | 98.23 | CC0300-15189 | 0 | 0.51515 | SUBURBS | 0 | 0 | 0 | 1 | Cond | 20 | 32.8084 | 1 | N | 0 |  | CIRC | ROAD | 0.7874 | Full | 0 | Other |  | 0.059055 | 0 | 25 | 0.013 | 1 | FIXED | 98.7937 | PX5000-109 | 0 | 0 | 0 | 0 | 0 | 0 | 0 | 0 | 0 | 0 | 0 | [11 empty] | 109.425
0 | PX5504-1315.1 |  |  | 0 | 0.059055 | 0 | 25 | 0.013 | 0 | 20.6917 | 24 | 408.7363 | UNKN | Conduit | 24 | 1 |  | 0 | 107.6391 | 107.6391 | 0.0010764 | Estuary | 1 | FIXED | 92.5814 | PX5504-906 | 0 | 0.83638 | SUBURBS | 0 | 0 | 0 | 1 | Cond | 20 | 32.8084 | 1 | N | 0 |  | CIRC | ROAD | 0.7874 | Full | 0 | Other |  | 0.059055 | 0 | 25 | 0.013 | 1 | FIXED | 96 | PX5504-1315 | 0 | 0 | 0 | 0 | 0 | 0 | 0 | 0 | 0 | 0 | 0 | [11 empty] | 408.7348
0 | PX5401-503.1 |  |  | 0 | 0.059055 | 0 | 25 | 0.013 | 0 | 10.2132 | 18 | 502.6256 | UNKN | Conduit | 18 | 1 |  | 0 | 107.6391 | 107.6391 | 0.0010764 | Estuary | 1 | FIXED | 107.25 | PI5400-3563 | 0 | 0.94504 | SUBURBS | 0 | 0 | 0 | 1 | Cond | 20 | 32.8084 | 1 | N | 0 |  | CIRC | ROAD | 0.7874 | Full | 0 | Other |  | 0.059055 | 0 | 25 | 0.013 | 1 | FIXED | 112 | PX5401-503 | 0 | 0 | 0 | 0 | 0 | 0 | 0 | 0 | 0 | 0 | 0 | [11 empty] | 502.6245
0 | PX5505-222.1 |  |  | 0 | 0.059055 | 0 | 25 | 0.013 | 0 | 13.0764 | 24 | 221.5383 | UNKN | Conduit | 24 | 1 |  | 0 | 107.6391 | 107.6391 | 0.0010764 | Estuary | 1 | FIXED | 85.26 | PI5500-760 | 0 | 0.33403 | SUBURBS | 0 | 0 | 0 | 1 | Cond | 20 | 32.8084 | 1 | N | 0 |  | CIRC | ROAD | 0.7874 | Full | 0 | Other |  | 0.059055 | 0 | 25 | 0.013 | 1 | FIXED | 86 | PX5505-222 | 0 | 0 | 0 | 0 | 0 | 0 | 0 | 0 | 0 | 0 | 0 | [11 empty] | 221.538
0 | PI5500-452.1 |  |  | 0 | 0.059055 | 0 | 25 | 0.013 | 0 | 19.4736 | 30 | 616.8069 | UNKN | Conduit | 30 | 1 |  | 0 | 107.6391 | 107.6391 | 0.0010764 | Estuary | 1 | FIXED | 85 | PI5500-0 | 0 | 0.22535 | SUBURBS | 0 | 0 | 0 | 1 | Cond | 20 | 32.8084 | 1 | N | 0 |  | CIRC | ROAD | 0.7874 | Full | 0 | Other |  | 0.059055 | 0 | 25 | 0.013 | 1 | FIXED | 86.39 | PI5500-452 | 0 | 0 | 0 | 0 | 0 | 0 | 0 | 0 | 0 | 0 | 0 | [11 empty] | 616.8051
0 | PX5504-906.1 |  |  | 0 | 0.059055 | 0 | 25 | 0.013 | 0 | 35.597 | 36 | 906.4627 | UNKN | Conduit | 36 | 1 |  | 0 | 107.6391 | 107.6391 | 0.0010764 | Estuary | 1 | FIXED | 90 | PI5500-0 | 0 | 0.28478 | SUBURBS | 0 | 0 | 0 | 1 | Cond | 20 | 32.8084 | 1 | N | 0 |  | CIRC | ROAD | 0.7874 | Full | 0 | Other |  | 0.059055 | 0 | 25 | 0.013 | 1 | FIXED | 92.5814 | PX5504-906 | 0 | 0 | 0 | 0 | 0 | 0 | 0 | 0 | 0 | 0 | 0 | [11 empty] | 906.4616
0 | PX5506-156.1 |  |  | 0 | 0.059055 | 0 | 25 | 0.013 | 0 | 2.0011 | 12 | 158.5649 | UNKN | Conduit | 12 | 1 |  | 0 | 107.6391 | 107.6391 | 0.0010764 | Estuary | 1 | FIXED | 91 | CC0303-3479 | 0 | 0.31533 | SUBURBS | 0 | 0 | 0 | 1 | Cond | 20 | 32.8084 | 1 | N | 0 |  | CIRC | ROAD | 0.7874 | Full | 0 | Other |  | 0.059055 | 0 | 25 | 0.013 | 1 | FIXED | 91.5 | PX5506-156 | 0 | 0 | 0 | 0 | 0 | 0 | 0 | 0 | 0 | 0 | 0 | [11 empty] | 158.5638
0 | PX0705-429.1 |  |  | 0 | 0.059055 | 0 | 25 | 0.013 | 0 | 45.5067 | 36 | 429.7305 | UNKN | Conduit | 36 | 1 |  | 0 | 107.6391 | 107.6391 | 0.0010764 | Estuary | 1 | FIXED | 78 | PX0700-6855 | 0 | 0.46541 | SUBURBS | 0 | 0 | 0 | 1 | Cond | 20 | 32.8084 | 1 | N | 0 |  | CIRC | ROAD | 0.7874 | Full | 0 | Other |  | 0.059055 | 0 | 25 | 0.013 | 1 | FIXED | 80 | PX0705-429 | 0 | 0 | 0 | 0 | 0 | 0 | 0 | 0 | 0 | 0 | 0 | [11 empty] | 429.7294
0 | PX0700-6599.1 |  |  | 0 | 0.059055 | 0 | 25 | 0.013 | 0 | 3.3969 | 12 | 2970.3973 | UNKN | Conduit | 12 | 1 |  | 0 | 107.6391 | 107.6391 | 0.0010764 | Estuary | 1 | FIXED | 50.21 | PI0700-3629 | 0 | 0.90863 | SUBURBS | 0 | 0 | 0 | 1 | Cond | 20 | 32.8084 | 1 | N | 0 |  | CIRC | ROAD | 0.7874 | Full | 0 | Other |  | 0.059055 | 0 | 25 | 0.013 | 1 | FIXED | 77.2 | PX0700-6599 | 0 | 0 | 0 | 0 | 0 | 0 | 0 | 0 | 0 | 0 | 0 | [11 empty] | 2970.3915
0 | PX0706-233.1 |  |  | 0 | 0.059055 | 0 | 25 | 0.013 | 0 | 4.7759 | 12 | 233.8302 | UNKN | Conduit | 12 | 1 |  | 0 | 107.6391 | 107.6391 | 0.0010764 | Estuary | 1 | FIXED | 50.2 | PI0700-3629 | 0 | 1.7962 | SUBURBS | 0 | 0 | 0 | 1 | Cond | 20 | 32.8084 | 1 | N | 0 |  | CIRC | ROAD | 0.7874 | Full | 0 | Other |  | 0.059055 | 0 | 25 | 0.013 | 1 | FIXED | 54.4 | PX0706-233 | 0 | 0 | 0 | 0 | 0 | 0 | 0 | 0 | 0 | 0 | 0 | [11 empty] | 233.8299
0 | PX0707-1787.1 |  |  | 0 | 0.059055 | 0 | 25 | 0.013 | 0 | 71.6777 | 48 | 682.8601 | UNKN | Conduit | 48 | 1 |  | 0 | 107.6391 | 107.6391 | 0.0010764 | Estuary | 1 | FIXED | 53.8 | PX0707-1245 | 0 | 0.24895 | SUBURBS | 0 | 0 | 0 | 1 | Cond | 20 | 32.8084 | 1 | N | 0 |  | CIRC | ROAD | 0.7874 | Full | 0 | Other |  | 0.059055 | 0 | 25 | 0.013 | 1 | FIXED | 55.5 | PX0707-1787 | 0 | 0 | 0 | 0 | 0 | 0 | 0 | 0 | 0 | 0 | 0 | [11 empty] | 682.8591
0 | PX0707-1245.1 |  |  | 0 | 0.059055 | 0 | 25 | 0.013 | 0 | 30.9138 | 48 | 431.8925 | UNKN | Conduit | 48 | 1 |  | 0 | 107.6391 | 107.6391 | 0.0010764 | Estuary | 1 | FIXED | 53.6 | PX0707-600 | 0 | 0.046308 | SUBURBS | 0 | 0 | 0 | 1 | Cond | 20 | 32.8084 | 1 | N | 0 |  | CIRC | ROAD | 0.7874 | Full | 0 | Other |  | 0.059055 | 0 | 25 | 0.013 | 1 | FIXED | 53.8 | PX0707-1245 | 0 | 0 | 0 | 0 | 0 | 0 | 0 | 0 | 0 | 0 | 0 | [11 empty] | 431.8915
0 | PX0707-600.1 |  |  | 0 | 0.059055 | 0 | 25 | 0.013 | 0 | -69.9233 | 54 | 632.864 | UNKN | Conduit | 54 | 1 |  | 0 | 107.6391 | 107.6391 | 0.0010764 | Estuary | 1 | FIXED | 54.4 | PX0706-634 | 0 | -0.12641 | SUBURBS | 0 | 0 | 0 | 1 | Cond | 20 | 32.8084 | 1 | N | 0 |  | CIRC | ROAD | 0.7874 | Full | 0 | Other |  | 0.059055 | 0 | 25 | 0.013 | 1 | FIXED | 53.6 | PX0707-600 | 0 | 0 | 0 | 0 | 0 | 0 | 0 | 0 | 0 | 0 | 0 | [11 empty] | 632.8622
0 | PX0502-3638.1 |  |  | 0 | 0.059055 | 0 | 25 | 0.013 | 0 | 59.5537 | 36 | 3125.0368 | UNKN | Conduit | 36 | 1 |  | 0 | 107.6391 | 107.6391 | 0.0010764 | Estuary | 1 | FIXED | 25.89 | PI0502-513 | 0 | 0.79708 | SUBURBS | 0 | 0 | 0 | 1 | Cond | 20 | 32.8084 | 1 | N | 0 |  | CIRC | ROAD | 0.7874 | Full | 0 | Other |  | 0.059055 | 0 | 25 | 0.013 | 1 | FIXED | 50.799 | PX0502-3638 | 0 | 0 | 0 | 0 | 0 | 0 | 0 | 0 | 0 | 0 | 0 | [11 empty] | 3125.0304
0 | PX0502-4117.1 |  |  | 0 | 0.059055 | 0 | 25 | 0.013 | 0 | 33.3747 | 36 | 479.7616 | UNKN | Conduit | 36 | 1 |  | 0 | 107.6391 | 107.6391 | 0.0010764 | Estuary | 1 | FIXED | 50.799 | PX0502-3638 | 0 | 0.25033 | SUBURBS | 0 | 0 | 0 | 1 | Cond | 20 | 32.8084 | 1 | N | 0 |  | CIRC | ROAD | 0.7874 | Full | 0 | Other |  | 0.059055 | 0 | 25 | 0.013 | 1 | FIXED | 52 | PX0502-4117 | 0 | 0 | 0 | 0 | 0 | 0 | 0 | 0 | 0 | 0 | 0 | [11 empty] | 479.7614
0 | PX0506-202.1 |  |  | 0 | 0.059055 | 0 | 25 | 0.013 | 0 | 39.2726 | 36 | 202.2358 | UNKN | Conduit | 36 | 1 |  | 0 | 107.6391 | 107.6391 | 0.0010764 | Estuary | 1 | FIXED | 50.799 | PX0502-3638 | 0 | 0.34663 | SUBURBS | 0 | 0 | 0 | 1 | Cond | 20 | 32.8084 | 1 | N | 0 |  | CIRC | ROAD | 0.7874 | Full | 0 | Other |  | 0.059055 | 0 | 25 | 0.013 | 1 | FIXED | 51.5 | PX0506-202 | 0 | 0 | 0 | 0 | 0 | 0 | 0 | 0 | 0 | 0 | 0 | [11 empty] | 202.2358
0 | PX0200-192.1 |  |  | 0 | 0.059055 | 0 | 25 | 0.013 | 0 | 3.0551 | 12 | 191.8369 | UNKN | Conduit | 12 | 1 |  | 0 | 107.6391 | 107.6391 | 0.0010764 | Estuary | 1 | FIXED | 11.29 | CC0900-1377 | 0 | 0.735 | SUBURBS | 0 | 0 | 0 | 1 | Cond | 20 | 32.8084 | 1 | N | 0 |  | CIRC | ROAD | 0.7874 | Full | 0 | Other |  | 0.059055 | 0 | 25 | 0.013 | 1 | FIXED | 12.7 | PX0200-192 | 0 | 0 | 0 | 0 | 0 | 0 | 0 | 0 | 0 | 0 | 0 | [11 empty] | 191.8368
0 | PX6401-6786.1 |  |  | 0 | 0.059055 | 0 | 25 | 0.013 | 0 | 0.57288 | 10 | 4114.613 | UNKN | Conduit | 10 | 1 |  | 0 | 107.6391 | 107.6391 | 0.0010764 | Estuary | 1 | FIXED | 11.0883 | PX6401-2671 | 0 | 0.068334 | SUBURBS | 0 | 0 | 0 | 1 | Cond | 20 | 32.8084 | 1 | N | 0 |  | CIRC | ROAD | 0.7874 | Full | 0 | Other |  | 0.059055 | 0 | 25 | 0.013 | 1 | FIXED | 13.9 | PX6401-6786 | 0 | 0 | 0 | 0 | 0 | 0 | 0 | 0 | 0 | 0 | 0 | [11 empty] | 4114.6047
0 | PX6401-2671.1 |  |  | 0 | 0.059055 | 0 | 25 | 0.013 | 0 | 0.93154 | 12 | 2763.3942 | UNKN | Conduit | 12 | 1 |  | 0 | 107.6391 | 107.6391 | 0.0010764 | Estuary | 1 | FIXED | 9.2 | PI6400-2043 | 0 | 0.068334 | SUBURBS | 0 | 0 | 0 | 1 | Cond | 20 | 32.8084 | 1 | N | 0 |  | CIRC | ROAD | 0.7874 | Full | 0 | Other |  | 0.059055 | 0 | 25 | 0.013 | 1 | FIXED | 11.0883 | PX6401-2671 | 0 | 0 | 0 | 0 | 0 | 0 | 0 | 0 | 0 | 0 | 0 | [11 empty] | 2763.3894
0 | PX6402-51.1 |  |  | 0 | 0.059055 | 0 | 25 | 0.013 | 0 | 7.0131 | 8 | 51.6388 | UNKN | Conduit | 8 | 1 |  | 0 | 107.6391 | 107.6391 | 0.0010764 | Estuary | 1 | FIXED | 11 | PX6401-2671 | 0 | 3.8731 | SUBURBS | 0 | 0 | 0 | 1 | Cond | 20 | 32.8084 | 1 | N | 0 |  | CIRC | ROAD | 0.7874 | Full | 0 | Other |  | 0.059055 | 0 | 25 | 0.013 | 1 | FIXED | 13 | PX6402-51 | 0 | 0 | 0 | 0 | 0 | 0 | 0 | 0 | 0 | 0 | 0 | [11 empty] | 51.6383
0 | PX6403-40.1 |  |  | 0 | 0.059055 | 0 | 25 | 0.013 | 0 | -4.1101 | 10 | 39.8024 | UNKN | Conduit | 10 | 1 |  | 0 | 107.6391 | 107.6391 | 0.0010764 | Estuary | 1 | FIXED | 13.9 | PX6401-6786 | 0 | -3.5174 | SUBURBS | 0 | 0 | 0 | 1 | Cond | 20 | 32.8084 | 1 | N | 0 |  | CIRC | ROAD | 0.7874 | Full | 0 | Other |  | 0.059055 | 0 | 25 | 0.013 | 1 | FIXED | 12.5 | PX6403-40 | 0 | 0 | 0 | 0 | 0 | 0 | 0 | 0 | 0 | 0 | 0 | [11 empty] | 39.802
0 | PX0200-610.1 |  |  | 0 | 0.059055 | 0 | 25 | 0.013 | 0 | 58.6677 | 48 | 299.7935 | UNKN | Conduit | 48 | 1 |  | 0 | 107.6391 | 107.6391 | 0.0010764 | Estuary | 1 | FIXED | 13 | PX0200-311 | 0 | 0.16678 | SUBURBS | 0 | 0 | 0 | 1 | Cond | 20 | 32.8084 | 1 | N | 0 |  | CIRC | ROAD | 0.7874 | Full | 0 | Other |  | 0.059055 | 0 | 25 | 0.013 | 1 | FIXED | 13.5 | PX0200-610 | 0 | 0 | 0 | 0 | 0 | 0 | 0 | 0 | 0 | 0 | 0 | [11 empty] | 299.7923
0 | PX6402-499.1 |  |  | 0 | 0.059055 | 0 | 25 | 0.013 | 0 | 59.5917 | 48 | 290.5685 | UNKN | Conduit | 48 | 1 |  | 0 | 107.6391 | 107.6391 | 0.0010764 | Estuary | 1 | FIXED | 13.5 | PX6402-209 | 0 | 0.17208 | SUBURBS | 0 | 0 | 0 | 1 | Cond | 20 | 32.8084 | 1 | N | 0 |  | CIRC | ROAD | 0.7874 | Full | 0 | Other |  | 0.059055 | 0 | 25 | 0.013 | 1 | FIXED | 14 | PX6402-499 | 0 | 0 | 0 | 0 | 0 | 0 | 0 | 0 | 0 | 0 | 0 | [11 empty] | 290.5683
0 | PX6403-546.1 |  |  | 0 | 0.059055 | 0 | 25 | 0.013 | 0 | 68.3526 | 48 | 441.7136 | UNKN | Conduit | 48 | 1 |  | 0 | 107.6391 | 107.6391 | 0.0010764 | Estuary | 1 | FIXED | 9 | PX6403-105 | 0 | 0.22639 | SUBURBS | 0 | 0 | 0 | 1 | Cond | 20 | 32.8084 | 1 | N | 0 |  | CIRC | ROAD | 0.7874 | Full | 0 | Other |  | 0.059055 | 0 | 25 | 0.013 | 1 | FIXED | 10 | PX6403-546 | 0 | 0 | 0 | 0 | 0 | 0 | 0 | 0 | 0 | 0 | 0 | [11 empty] | 441.7118
0 | PX1302-84.1 |  |  | 0 | 0.059055 | 0 | 25 | 0.013 | 0 | 3.6548 | 12 | 47.5337 | UNKN | Conduit | 12 | 1 |  | 0 | 107.6391 | 107.6391 | 0.0010764 | Estuary | 1 | FIXED | 29 | PX1303-56 | 0 | 1.0519 | SUBURBS | 0 | 0 | 0 | 1 | Cond | 20 | 32.8084 | 1 | N | 0 |  | CIRC | ROAD | 0.7874 | Full | 0 | other |  | 0.059055 | 0 | 25 | 0.013 | 1 | FIXED | 29.5 | PX1302-84 | 0 | 0 | 0 | 0 | 0 | 0 | 0 | 0 | 0 | 0 | 0 | [11 empty] | 47.5335
0 | PX1302-26.1 |  |  | 0 | 0.059055 | 0 | 25 | 0.013 | 0 | 0 | 48 | 42.8867 | UNKN | Conduit | 120 | 1 |  | 0 | 107.6391 | 107.6391 | 0.0010764 | Estuary | 1 | FIXED | 29.5 | PX1302-84 | 0 | 0 | SUBURBS | 0 | 0 | 0 | 1 | Cond | 20 | 32.8084 | 1 | N | 0 |  | RECT | ROAD | 0.7874 | Full | 0 | other |  | 0.059055 | 0 | 25 | 0.013 | 1 | FIXED | 29.5 | PX1302-26 | 0 | 0 | 0 | 0 | 0 | 0 | 0 | 0 | 0 | 0 | 0 | [11 empty] | 42.8861
0 | PX5002-546.1 |  |  | 0 | 0.059055 | 0 | 25 | 0.013 | 0 | 61.4483 | 48 | 546.5507 | UNKN | Conduit | 48 | 1 |  | 0 | 107.6391 | 107.6391 | 0.0010764 | Estuary | 1 | FIXED | 102 | PX5000-2784 | 0 | 0.18297 | SUBURBS | 0 | 0 | 0 | 1 | Cond | 20 | 32.8084 | 1 | N | 0 |  | CIRC | ROAD | 0.7874 | Full | 0 | other |  | 0.059055 | 0 | 25 | 0.013 | 1 | FIXED | 103 | PX5002-546 | 0 | 0 | 0 | 0 | 0 | 0 | 0 | 0 | 0 | 0 | 0 | [11 empty] | 546.5496
0 | PX9008-498.1 |  |  | 0 | 0.059055 | 0 | 25 | 0.013 | 0 | 32.4073 | 36 | 427.9104 | UNKN | Conduit | 36 | 1 |  | 0 | 107.6391 | 107.6391 | 0.0010764 | Estuary | 1 | FIXED | 41.99 | PX9008-71 | 0 | 0.23603 | SUBURBS | 0 | 0 | 0 | 1 | Cond | 20 | 32.8084 | 1 | N | 0 |  | CIRC | ROAD | 0.7874 | Full | 0 | other |  | 0.059055 | 0 | 25 | 0.013 | 1 | FIXED | 43 | PX9008-498 | 0 | 0 | 0 | 0 | 0 | 0 | 0 | 0 | 0 | 0 | 0 | [11 empty] | 427.9093
0 | PX9009-373.1 |  |  | 0 | 0.059055 | 0 | 25 | 0.013 | 0 | 105.7641 | 48 | 368.9806 | UNKN | Conduit | 48 | 1 |  | 0 | 107.6391 | 107.6391 | 0.0010764 | Estuary | 1 | FIXED | 43 | PX9008-498 | 0 | 0.54203 | SUBURBS | 0 | 0 | 0 | 1 | Cond | 20 | 32.8084 | 1 | N | 0 |  | CIRC | ROAD | 0.7874 | Full | 0 | other |  | 0.059055 | 0 | 25 | 0.013 | 1 | FIXED | 45 | PX9009-373 | 0 | 0 | 0 | 0 | 0 | 0 | 0 | 0 | 0 | 0 | 0 | [11 empty] | 368.9792
0 | PX9201-409.1 |  |  | 0 | 0.059055 | 0 | 25 | 0.013 | 0 | 71.3302 | 48 | 405.605 | UNKN | Conduit | 48 | 1 |  | 0 | 107.6391 | 107.6391 | 0.0010764 | Estuary | 1 | FIXED | 58 | PX9200-520 | 0 | 0.24655 | SUBURBS | 0 | 0 | 0 | 1 | Cond | 20 | 32.8084 | 1 | N | 0 |  | CIRC | ROAD | 0.7874 | Full | 0 | other |  | 0.059055 | 0 | 25 | 0.013 | 1 | FIXED | 59 | PX9201-409 | 0 | 0 | 0 | 0 | 0 | 0 | 0 | 0 | 0 | 0 | 0 | [11 empty] | 405.6049
0 | PX0707-140.1 |  |  | 0 | 0.059055 | 0 | 25 | 0.013 | 0 | 23.0941 | 18 | 136.5904 | UNKN | Conduit | 18 | 1 |  | 0 | 107.6391 | 107.6391 | 0.0010764 | Estuary | 1 | FIXED | 50.2 | PI0700-3629 | 0 | 4.832 | SUBURBS | 0 | 0 | 0 | 1 | Cond | 20 | 32.8084 | 1 | N | 0 |  | CIRC | ROAD | 0.7874 | Full | 0 | other |  | 0.059055 | 0 | 25 | 0.013 | 1 | FIXED | 56.8 | PX0707-140 | 0 | 0 | 0 | 0 | 0 | 0 | 0 | 0 | 0 | 0 | 0 | [11 empty] | 136.59
0 | PX0708-423.1 |  |  | 0 | 0.059055 | 0 | 25 | 0.013 | 0 | 20.8097 | 36 | 421.1958 | UNKN | Conduit | 36 | 1 |  | 0 | 107.6391 | 107.6391 | 0.0010764 | Estuary | 1 | FIXED | 58 | PX0707-428 | 0 | 0.47484 | SUBURBS | 0 | 0 | 0 | 1 | Cond | 20 | 32.8084 | 1 | N | 0 |  | CIRC | ROAD | 0.7874 | Full | 0 | other |  | 0.059055 | 0 | 25 | 0.13 | 1 | FIXED | 60 | PX0708-423 | 0 | 0 | 0 | 0 | 0 | 0 | 0 | 0 | 0 | 0 | 0 | [11 empty] | 421.1952
0 | PX581603-230.1 |  |  | 0 | 0.059055 | 0 | 25 | 0.013 | 0 | 107.0507 | 48 | 720.3298 | UNKN | Conduit | 48 | 1 |  | 0 | 107.6391 | 107.6391 | 0.0010764 | Estuary | 1 | FIXED | 106 | PX581601-5066 | 0 | 0.5553 | SUBURBS | 0 | 0 | 0 | 1 | Cond | 20 | 32.8084 | 1 | N | 0 |  | CIRC | ROAD | 0.7874 | Full | 0 | other |  | 0.059055 | 0 | 25 | 0.013 | 1 | FIXED | 110 | PX581603-230 | 0 | 0 | 0 | 0 | 0 | 0 | 0 | 0 | 0 | 0 | 0 | [11 empty] | 720.3277
0 | PX581601-5670.1 |  |  | 0 | 0.059055 | 0 | 25 | 0.013 | 0 | 161.2527 | 54 | 594.9902 | UNKN | Conduit | 54 | 1 |  | 0 | 107.6391 | 107.6391 | 0.0010764 | Estuary | 1 | FIXED | 105 | PX581601-5066 | 0 | 0.67228 | SUBURBS | 0 | 0 | 0 | 1 | Cond | 20 | 32.8084 | 1 | N | 0 |  | CIRC | ROAD | 0.7874 | Full | 0 | other |  | 0.059055 | 0 | 25 | 0.013 | 1 | FIXED | 109 | PX581601-5670 | 0 | 0 | 0 | 0 | 0 | 0 | 0 | 0 | 0 | 0 | 0 | [11 empty] | 594.9886
0 | PX581602-568.1 |  |  | 0 | 0.059055 | 0 | 25 | 0.013 | 0 | 42.6129 | 48 | 568.2494 | UNKN | Conduit | 48 | 1 |  | 0 | 107.6391 | 107.6391 | 0.0010764 | Estuary | 1 | FIXED | 116 | PX581601-5670 | 0 | 0.08799 | SUBURBS | 0 | 0 | 0 | 1 | Cond | 20 | 32.8084 | 1 | N | 0 |  | CIRC | ROAD | 0.7874 | Full | 0 | other |  | 0.059055 | 0 | 25 | 0.013 | 1 | FIXED | 116.5 | PX581602-568 | 0 | 0 | 0 | 0 | 0 | 0 | 0 | 0 | 0 | 0 | 0 | [11 empty] | 568.249

## Buildout_results
id | us_node_id | ds_node_id | link_suffi | sim_id | event | prof_type | retperiod | duration | ds_QCUM | ds_DEPTH | ds_FLOW | ds_FROUDE | dsTOTHEAD | ds_VEL | Infiltrati | LateralInf | Surcharge | us_DEPTH | us_FLOW | us_FROUDE | usTOTHEAD | us_VEL | maxsurchar | PFC | QLICUM | TYPE | us_QCUM
CC0200-209.1 | CC0200-209 | CC0200-142 | 1 | 675 | Rainfall_100yr | Rainfall | 0 | 0 | 1040452.31 | 7.599 | 61.3369 | 0.947 | 26.312 | 4.632 | 0 | 0 | 1 | 7.589 | 61.3359 | 0.773 | 26.433 | 4.632 | 1 | 64.245 | 0 | 0 | 1040455.25
CC0200-522.1 | CC0200-522 | CC0200-434 | 1 | 675 | Rainfall_100yr | Rainfall | 0 | 0 | 957261.81 | 7.427 | 65.218 | 0.325 | 26.276 | 1.592 | 0 | 0 | 1 | 7.229 | 65.2255 | 0.511 | 26.288 | 1.78 | 1 | 131.812 | 0 | 0 | 957264
CC0200-1644.1 | CC0200-1644 | CC0200-1549 | 1 | 675 | Rainfall_100yr | Rainfall | 0 | 0 | 642485.94 | 3.403 | 48.5039 | 0.586 | 26.709 | 3.596 | 0 | 0 | 0.68 | 3.333 | 48.5648 | 0.592 | 26.758 | 3.632 | 1 | 91.06 | 0 | 0 | 642520.13
CC0200-2655.1 | CC0200-2655 | CC0200-2500 | 1 | 675 | Rainfall_100yr | Rainfall | 0 | 0 | 483150.47 | 3.147 | 44.4864 | 0.447 | 28.466 | 4.886 | 0 | 0 | 0.9 | 3.105 | 44.5025 | 0.515 | 28.763 | 4.937 | 1 | 48.168 | 0 | 0 | 483204.63
CC0200-3298.1 | CC0200-3298 | CC0200-3167 | 1 | 675 | Rainfall_100yr | Rainfall | 0 | 0 | 483216.34 | 3.053 | 45.4878 | 0.536 | 29.775 | 5.129 | 0 | 0 | 0.87 | 3.061 | 45.5193 | 0.586 | 30.033 | 5.127 | 1 | 45.926 | 0 | 0 | 483223.91
CC0300-675.1 | CC0300-675 | CC0300-562 | 1 | 675 | Rainfall_100yr | Rainfall | 0 | 0 | 10171027 | 7.629 | 209.4986 | 0.221 | 41.515 | 4.757 | 0 | 0 | 2 | 7.43 | 209.4476 | 0.276 | 41.654 | 4.757 | 2 | 138.214 | 0 | 0 | 10173579
CC0901-1323.1 | CC0901-1323 | CC0901-1113 | 1 | 675 | Rainfall_100yr | Rainfall | 0 | 0 | 10017851 | 6.107 | 275.3169 | 0.847 | 24.291 | 9.531 | 0 | 0 | 0.88 | 6.163 | 275.8551 | 0.782 | 24.515 | 9.105 | 1 | 240.525 | 0 | 0 | 10017945
CC0901-1654.1 | CC0901-1654 | CC0901-1577 | 1 | 675 | Rainfall_100yr | Rainfall | 0 | 0 | 9689235 | 6.668 | 266.7376 | 0.397 | 24.865 | 4.692 | 0 | 0 | 2 | 6.66 | 267.2884 | 0.419 | 24.947 | 4.699 | 2 | 132.474 | 0 | 0 | 9689381
CC0901-1398.1 | CC0901-1398 | CC0901-1323 | 1 | 675 | Rainfall_100yr | Rainfall | 0 | 0 | 10017945 | 6.338 | 275.8551 | 0.713 | 24.655 | 8.64 | 0 | 0 | 0.91 | 6.395 | 276.2175 | 0.693 | 24.793 | 8.494 | 1 | 215.643 | 0 | 0 | 10018009
CC0900-1366.1 | CC0900-1366 | CC0900-1318 | 1 | 675 | Rainfall_100yr | Rainfall | 0 | 0 | 30969104 | 7.957 | 863.0222 | 0.259 | 20.308 | 8.494 | 0 | 0 | 2 | 8.026 | 863.0222 | 0.262 | 20.428 | 8.494 | 2 | 565.386 | 0 | 0 | 30969982
CC0900-4998.1 | CC0900-4998 | CC0900-4870 | 1 | 675 | Rainfall_100yr | Rainfall | 0 | 0 | 16143522 | 7.331 | 477.5535 | 0.188 | 22.634 | 5.635 | 0 | 0 | 2 | 7.368 | 477.5534 | 0.194 | 22.771 | 5.635 | 2 | 414.422 | 0 | 0 | 16145869
CC0900-8981.1 | CC0900-8981 | PX0100-0 | 1 | 675 | Rainfall_100yr | Rainfall | 0 | 0 | 13523684 | 7.719 | 430.1003 | 0.139 | 24.997 | 4.9 | 0 | 0 | 2 | 7.73 | 430.1006 | 0.141 | 25.031 | 4.9 | 2 | 352.026 | 0 | 0 | 13524522
CC0900-11893.1 | CC0900-11893 | CC0900-11566 | 1 | 675 | Rainfall_100yr | Rainfall | 0 | 0 | 7945614 | 5.66 | 354.5596 | 0.271 | 28.284 | 4.277 | 0 | 0 | 1 | 4.876 | 354.7026 | 0.379 | 28.589 | 4.574 | 1 | 361.678 | 0 | 0 | 7950124
CC0900-12511.1 | CC0900-12511 | CC0900-12368 | 1 | 675 | Rainfall_100yr | Rainfall | 0 | 0 | 7747638.5 | 6.696 | 346.7151 | 0.141 | 33.067 | 4.174 | 0 | 0 | 2 | 6.812 | 346.7148 | 0.14 | 33.183 | 4.174 | 2 | 0 | 0 | 0 | 7754981
CC0900-13922.1 | CC0900-13922 | CC0900-13861 | 1 | 675 | Rainfall_100yr | Rainfall | 0 | 0 | 5384967.5 | 3.807 | 143.707 | 0.245 | 35.261 | 2.186 | 0 | 0 | 0.76 | 3.648 | 144.1259 | 0.224 | 35.306 | 2.272 | 1 | 159.163 | 0 | 0 | 5387784.5
CC0900-14724.1 | CC0900-14724 | CC0900-14655 | 1 | 675 | Rainfall_100yr | Rainfall | 0 | 0 | 5406506 | 3.729 | 147.7041 | 0.287 | 36.891 | 2.007 | 0 | 0 | 0.75 | 3.561 | 147.8092 | 0.249 | 36.927 | 2.079 | 1 | 190.383 | 0 | 0 | 5408888.5
CC0900-15495.1 | CC0900-15495 | CC0900-15428 | 1 | 675 | Rainfall_100yr | Rainfall | 0 | 0 | 5427918.5 | 3.937 | 149.2489 | 0.161 | 38.796 | 1.949 | 0 | 0 | 0.79 | 3.769 | 149.3241 | 0.172 | 38.831 | 2.011 | 1 | 190.383 | 0 | 0 | 5430627
CC0900-16185.1 | CC0900-16185 | CC0900-16117 | 1 | 675 | Rainfall_100yr | Rainfall | 0 | 0 | 5447846 | 3.399 | 150.9537 | 0.187 | 40.273 | 2.198 | 0 | 0 | 0.68 | 3.238 | 151.0468 | 0.203 | 40.318 | 2.287 | 1 | 190.383 | 0 | 0 | 5450042.5
CC0900-16575.1 | CC0900-16575 | CC0900-16493 | 1 | 675 | Rainfall_100yr | Rainfall | 0 | 0 | 5456137.5 | 3.291 | 151.4229 | 0.196 | 42.07 | 2.258 | 0 | 0 | 0.66 | 3.145 | 151.4637 | 0.211 | 42.131 | 2.344 | 1 | 171.609 | 0 | 0 | 5458751.5
CC0300-1316.1 | CC0300-1316 | CC0300-1023 | 1 | 675 | Rainfall_100yr | Rainfall | 0 | 0 | 13957387 | 5.743 | 335.3123 | 0.995 | 43.759 | 8.519 | 0 | 0 | 2 | 6.64 | 335.3557 | 0.909 | 45.461 | 8.482 | 2 | 77.457 | 0 | 0 | 13959531
CC0300-3462.1 | CC0300-3462 | CC0300-3338 | 1 | 675 | Rainfall_100yr | Rainfall | 0 | 0 | 10554007 | 5.031 | 393.4024 | 0.432 | 48.478 | 5.653 | 0 | 0 | 2 | 4.889 | 393.4102 | 0.527 | 48.667 | 5.775 | 2 | 258.277 | 0 | 0 | 10554744
CC0300-4039.1 | CC0300-4039 | CC0300-3934 | 1 | 675 | Rainfall_100yr | Rainfall | 0 | 0 | 10052738 | 5.594 | 379.8647 | 0.335 | 52.227 | 8.538 | 0 | 0 | 2 | 7.049 | 379.8647 | 0.323 | 53.877 | 8.52 | 2 | 133.124 | 0 | 0 | 10053843
CC0300-5440.1 | CC0300-5440 | CC0300-5331 | 1 | 675 | Rainfall_100yr | Rainfall | 0 | 0 | 9905791 | 6.914 | 377.6583 | 0.184 | 56.228 | 7.285 | 0 | 0 | 2 | 7.527 | 377.6584 | 0.226 | 57.37 | 7.279 | 2 | 260.563 | 0 | 0 | 9908264
CC0300-6198.1 | CC0300-6198 | CC0300-6083 | 1 | 675 | Rainfall_100yr | Rainfall | 0 | 0 | 5601172.5 | 5.678 | 208.2378 | 0.253 | 58.206 | 6.316 | 0 | 0 | 2 | 6.329 | 208.242 | 0.278 | 59.169 | 6.306 | 2 | 109.663 | 0 | 0 | 5601839
CC0300-8529.1 | CC0300-8529 | CC0300-8465 | 1 | 675 | Rainfall_100yr | Rainfall | 0 | 0 | 9194740 | 6.121 | 392.3698 | 0.367 | 64.729 | 5.434 | 0 | 0 | 1 | 5.985 | 392.3773 | 0.387 | 64.807 | 5.515 | 1 | 708.486 | 0 | 0 | 9195712
CC0300-9708.1 | CC0300-9708 | CC0300-9582 | 1 | 675 | Rainfall_100yr | Rainfall | 0 | 0 | 7052858.5 | 5.098 | 327.1056 | 0.343 | 67.645 | 4.662 | 0 | 0 | 2 | 4.876 | 327.1425 | 0.389 | 67.775 | 4.815 | 2 | 275.591 | 0 | 0 | 7053922
CC0300-10049.1 | CC0300-10049 | CC0300-9939 | 1 | 675 | Rainfall_100yr | Rainfall | 0 | 0 | 6754169.5 | 5.175 | 298.0041 | 0.369 | 70.791 | 8.852 | 0 | 0 | 2 | 6.604 | 298.0043 | 0.576 | 72.914 | 8.827 | 2 | 172.914 | 0 | 0 | 6754752
CC0300-10762.1 | CC0300-10762 | CC0300-10707 | 1 | 675 | Rainfall_100yr | Rainfall | 0 | 0 | 6889618.5 | 5.193 | 368.14 | 0.765 | 75.213 | 7.395 | 0 | 0 | 1 | 5.003 | 368.1402 | 0.928 | 75.363 | 7.397 | 1 | 565.256 | 0 | 0 | 6889768.5
CC0300-11700.1 | CC0300-11700 | CC0300-11634 | 1 | 675 | Rainfall_100yr | Rainfall | 0 | 0 | 5124802 | 5.094 | 281.2869 | 0.576 | 80.019 | 8.471 | 0 | 0 | 1 | 5.081 | 281.287 | 0.732 | 80.346 | 8.471 | 1 | 290.683 | 0 | 0 | 5125105.5
CC0300-12615.1 | CC0300-12615 | CC0300-12540 | 1 | 675 | Rainfall_100yr | Rainfall | 0 | 0 | 4930989.5 | 5.879 | 301.2708 | 0.574 | 86.819 | 10.375 | 0 | 0 | 2 | 5.636 | 301.2947 | 0.609 | 86.795 | 10.369 | 2 | 205.87 | 0 | 0 | 4931340.5
CC0300-13850.1 | CC0300-13850 | CC0300-13762 | 1 | 675 | Rainfall_100yr | Rainfall | 0 | 0 | 4707209 | 4.303 | 286.5332 | 1.057 | 93.059 | 11.37 | 0 | 0 | 2 | 4.509 | 286.6707 | 0.89 | 93.283 | 10.335 | 2 | 165.202 | 0 | 0 | 4707660.5
CC0300-14665.1 | CC0300-14665 | CC0300-14555 | 1 | 675 | Rainfall_100yr | Rainfall | 0 | 0 | 2904306 | 4.967 | 246.6524 | 2.577 | 103.38 | 21.925 | 0 | 0 | 2 | 5.858 | 183.0998 | 0.934 | 102.133 | 13.966 | 2 | 72.343 | 0 | 0 | 2948709
CC0300-15189.1 | CC0300-15189 | CC0300-15055 | 1 | 675 | Rainfall_100yr | Rainfall | 0 | 0 | 2915205.75 | 5.337 | 267.9775 | 2.8 | 108.618 | 23.82 | 0 | 0 | 2 | 6.622 | 162.2982 | 1.085 | 107.121 | 12.291 | 2 | 90.812 | 0 | 0 | 2925784.25
CC0300-15666.1 | CC0300-15666 | CC0300-15590 | 1 | 675 | Rainfall_100yr | Rainfall | 0 | 0 | 2135469.25 | 5.508 | 131.9705 | 0.686 | 108.555 | 10.046 | 0 | 0 | 2 | 5.597 | 131.9699 | 1.07 | 109.447 | 10.042 | 2 | 129.811 | 0 | 0 | 2135472.25
CC0300-16395.1 | CC0300-16395 | CC0300-16285 | 1 | 675 | Rainfall_100yr | Rainfall | 0 | 0 | 2135545.25 | 5.306 | 133.1088 | 0.246 | 109.66 | 4.797 | 0 | 0 | 1 | 4.593 | 133.1345 | 0.391 | 110.202 | 5.169 | 1 | 218.596 | 0 | 0 | 2136301.5
CC0300-17662.1 | CC0300-17662 | CC0300-17558 | 1 | 675 | Rainfall_100yr | Rainfall | 0 | 0 | 1891990.63 | 5.758 | 117.5439 | 0.526 | 124.884 | 6.883 | 0 | 0 | 2 | 6.861 | 117.544 | 0.446 | 126.301 | 6.854 | 2 | 56.311 | 0 | 0 | 1892019.38
CC0303-1525.1 | CC0303-1525 | CC0303-1293 | 1 | 675 | Rainfall_100yr | Rainfall | 0 | 0 | 936332.88 | 6.328 | 24.8581 | 0.042 | 93.041 | 0.996 | 0 | 0 | 1 | 5.643 | 24.8535 | 0.054 | 92.987 | 0.997 | 1 | 160.393 | 0 | 0 | 941241.06
CC0303-2158.1 | CC0303-2158 | CC0303-2102 | 1 | 675 | Rainfall_100yr | Rainfall | 0 | 0 | 850089.88 | 2.949 | 14.8442 | 0.04 | 93.12 | 0.403 | 0 | 0 | 0.63 | 2.621 | 14.7421 | 0.054 | 93.122 | 0.443 | 1 | 296.065 | 0 | 0 | 851541.5
CC0303-2787.1 | CC0303-2787 | CC0303-2736 | 1 | 675 | Rainfall_100yr | Rainfall | 0 | 0 | 860845.38 | 3.276 | 13.4838 | 0.029 | 93.187 | 0.331 | 0 | 0 | 0.7 | 2.446 | 13.4197 | 0.101 | 93.198 | 0.486 | 1 | 466.513 | 0 | 0 | 862283.31
CC0900-18721.1 | CC0900-18721 | CC0900-18632 | 1 | 675 | Rainfall_100yr | Rainfall | 0 | 0 | 2079111.5 | 1.8 | 46.8744 | 1.761 | 53.64 | 15.739 | 0 | 0 | 2 | 5.431 | 46.8744 | 0.893 | 56.54 | 13.491 | 2 | 13.294 | 0 | 0 | 2079379.63
CC0900-17359.1 | CC0900-17359 | CC0900-17301 | 1 | 675 | Rainfall_100yr | Rainfall | 0 | 0 | 5474234.5 | 4.285 | 151.9518 | 0.199 | 46.261 | 4.067 | 0 | 0 | 2 | 4.317 | 151.9519 | 0.202 | 46.324 | 4.067 | 2 | 106.321 | 0 | 0 | 5475833
CC0900-11566.1 | CC0900-11566 | CC0900-11505 | 1 | 675 | Rainfall_100yr | Rainfall | 0 | 0 | 7960258.5 | 5.616 | 355.0187 | 0.269 | 28.13 | 4.285 | 0 | 0 | 2 | 5.563 | 355.0257 | 0.28 | 28.188 | 4.289 | 2 | 248.748 | 0 | 0 | 7961224
CC0901-1113.1 | CC0901-1113 | CC0901-1062 | 1 | 675 | Rainfall_100yr | Rainfall | 0 | 0 | 10258739 | 5.864 | 295.2493 | 0.997 | 24.217 | 11.215 | 0 | 0 | 0.85 | 5.929 | 295.3819 | 0.967 | 24.322 | 10.857 | 1 | 217.02 | 0 | 0 | 10258773
CC0300-3338.1 | CC0300-3338 | CC0300-3307 | 1 | 675 | Rainfall_100yr | Rainfall | 0 | 0 | 10570784 | 4.979 | 393.8068 | 0.44 | 48.354 | 5.701 | 0 | 0 | 1 | 4.976 | 393.8089 | 0.442 | 48.401 | 5.704 | 1 | 206.615 | 0 | 0 | 10571034
CC0300-10707.1 | CC0300-10707 | CC0300-10671 | 1 | 675 | Rainfall_100yr | Rainfall | 0 | 0 | 6982004.5 | 5.165 | 366.0069 | 0.964 | 74.955 | 7.352 | 0 | 0 | 1 | 5.042 | 366.007 | 0.878 | 75.052 | 7.353 | 1 | 562.014 | 0 | 0 | 6982123
CC0300-11634.1 | CC0300-11634 | CC0300-11614 | 1 | 675 | Rainfall_100yr | Rainfall | 0 | 0 | 5309945.5 | 4.856 | 287.3833 | 0.636 | 79.771 | 8.659 | 0 | 0 | 2 | 4.861 | 287.3833 | 0.626 | 79.836 | 8.659 | 2 | 280.236 | 0 | 0 | 5310015.5
CC0300-12540.1 | CC0300-12540 | CC0300-12517 | 1 | 675 | Rainfall_100yr | Rainfall | 0 | 0 | 5040713 | 5.222 | 335.1611 | 1.236 | 86.243 | 13.3 | 0 | 0 | 2 | 5.611 | 305.3372 | 0.634 | 86.552 | 10.616 | 2 | 196.29 | 0 | 0 | 5042178
CC0300-13885.1 | CC0300-13885 | CC0300-13850 | 1 | 675 | Rainfall_100yr | Rainfall | 0 | 0 | 4498226.5 | 4.681 | 277.0795 | 0.741 | 93.35 | 9.644 | 0 | 0 | 2 | 4.754 | 279.3807 | 0.72 | 93.488 | 9.665 | 2 | 173.992 | 0 | 0 | 4498355
CC0300-17497.1 | CC0300-17497 | CC0300-17336 | 1 | 675 | Rainfall_100yr | Rainfall | 0 | 0 | 1891884.88 | 3.783 | 117.5536 | 0.405 | 121.158 | 7.552 | 0 | 0 | 2 | 5.417 | 117.5533 | 0.662 | 124.031 | 7.501 | 2 | 78.417 | 0 | 0 | 1891989.13
CC0900-17445.1 | CC0900-17445 | CC0900-17359 | 1 | 675 | Rainfall_100yr | Rainfall | 0 | 0 | 5475833 | 4.399 | 151.9519 | 0.365 | 46.438 | 4.322 | 0 | 0 | 0.89 | 4.431 | 151.995 | 0.362 | 46.496 | 4.295 | 1 | 114.183 | 0 | 0 | 5477353
CC0900-1377.1 | CC0900-1377 | CC0900-1366 | 1 | 675 | Rainfall_100yr | Rainfall | 0 | 0 | 30927504 | 8.217 | 869.6119 | 0.258 | 20.635 | 8.558 | 0 | 0 | 2 | 8.236 | 869.6119 | 0.259 | 20.664 | 8.558 | 2 | 520.582 | 0 | 0 | 30927714
CC0900-19762.1 | CC0900-19762 | CC0900-18721 | 1 | 675 | Rainfall_100yr | Rainfall | 0 | 0 | 2644050.75 | 5.779 | 149.8919 | 0.997 | 56.18 | 10.996 | 0 | 0 | 2 | 5.765 | 149.892 | 0.976 | 56.606 | 10.161 | 2 | 111.812 | 0 | 0 | 2644786
PI781902-23.1 | PI781902-23 | PI7818-457 | 1 | 675 | Rainfall_100yr | Rainfall | 0 | 0 | 25989.51 | 5.557 | 1.7542 | 0.328 | 50.619 | 2.01 | 0 | 0 | 1 | 5.212 | 1.7542 | 1.348 | 50.778 | 2.61 | 1 | 3.256 | 0 | 0 | 25989.51
PI781801-46.1 | PI781801-46 | PI7818-457 | 1 | 675 | Rainfall_100yr | Rainfall | 0 | 0 | -269.21 | 5.557 | -0.22099 | 0.012 | 50.558 | -0.253 | 0 | 0 | 1 | 5.054 | -0.22098 | 0.013 | 50.555 | -0.263 | 1 | 2.288 | 0 | 0 | -269.21
PI8012-314.1 | PI8012-314 | PI8000-6524 | 1 | 675 | Rainfall_100yr | Rainfall | 0 | 0 | 12596.14 | 5.897 | 0.74359 | 0.086 | 66.642 | 0.879 | 0 | 0 | 1 | 4.438 | 0.76726 | 0.737 | 66.444 | 1.588 | 1 | 1.39 | 0 | 0 | 12640.49
PI7704-21.1 | PI7704-21 | PI7700-4239 | 1 | 675 | Rainfall_100yr | Rainfall | 0 | 0 | 25700.99 | 6.722 | 3.1143 | 0.161 | 42.149 | 3.407 | 0 | 0 | 1 | 6.235 | 3.1153 | 1.118 | 42.298 | 3.452 | 1 | 3.775 | 0 | 0 | 25702.42
PI7705-30.1 | PI7705-30 | PI7700-4239 | 1 | 675 | Rainfall_100yr | Rainfall | 0 | 0 | 41988.78 | 6.722 | 2.7374 | 0.141 | 42.184 | 2.982 | 0 | 0 | 1 | 6.418 | 2.7438 | 0.959 | 42.508 | 3.015 | 1 | 3.154 | 0 | 0 | 41991.04
PI7712-20.1 | PI7712-20 | PI7700-6860 | 1 | 675 | Rainfall_100yr | Rainfall | 0 | 0 | 171089.56 | 4.995 | 8.4204 | 0.99 | 47.125 | 11.851 | 0 | 0 | 2 | 7.158 | 8.4224 | 0.936 | 49.195 | 9.039 | 2 | 1.582 | 0 | 0 | 171093.53
PI7700-11227.1 | PI7700-11227 | PI7700-11022 | 1 | 675 | Rainfall_100yr | Rainfall | 0 | 0 | -10266.21 | 3.75 | -2.1231 | 0.146 | 64.513 | -2.815 | 0 | 0 | 2 | 2.265 | -1.6148 | 0.308 | 63.179 | -2.493 | 2 | 0.701 | 0 | 0 | -10227.23
PI7807-748.1 | PI7807-748 | PI7800-5225 | 1 | 675 | Rainfall_100yr | Rainfall | 0 | 0 | 38788.42 | 9.658 | 1.5156 | 0.218 | 42.553 | 2.028 | 0 | 0 | 2 | 7.18 | 1.6331 | 0.918 | 44.151 | 3.198 | 2 | 1.617 | 0 | 0 | 38800.51
PI7807-1258.1 | PI7807-1258 | PI7807-748 | 1 | 675 | Rainfall_100yr | Rainfall | 0 | 0 | -1974.87 | 7.183 | -0.50891 | 0.058 | 44.142 | -0.539 | 0 | 0 | 1 | 4.156 | -0.50889 | 0.588 | 43.89 | -1.078 | 1 | 1.617 | 0 | 0 | -1974.84
PI8001-385.1 | PI8001-385 | PI8000-1386 | 1 | 675 | Rainfall_100yr | Rainfall | 0 | 0 | 27777.66 | 7.116 | 1.6272 | 0.465 | 47.991 | 2.07 | 0 | 0 | 2 | 5.222 | 1.623 | 0.91 | 48.088 | 3.021 | 2 | 1.603 | 0 | 0 | 27777.95
PI8008-668.1 | PI8008-668 | PI8008-490 | 1 | 675 | Rainfall_100yr | Rainfall | 0 | 0 | 56949.17 | 6.557 | 1.8432 | 0.472 | 56.779 | 2.113 | 0 | 0 | 2 | 7.29 | 1.8571 | 0.437 | 57.688 | 1.966 | 2 | 0.694 | 0 | 0 | 56949.18
PI8600-1274.1 | PI8600-1274 | PI8600-920 | 1 | 675 | Rainfall_100yr | Rainfall | 0 | 0 | 56705.75 | 3.62 | 2.6039 | 0.427 | 35.517 | 2.662 | 0 | 0 | 2 | 3.83 | 2.6056 | 0.899 | 37.407 | 3.163 | 2 | 2.458 | 0 | 0 | 56705.78
PI810101-457.1 | PI810101-457 | PI810101-381 | 1 | 675 | Rainfall_100yr | Rainfall | 0 | 0 | 9600.15 | 4.087 | 1.8969 | 0.82 | 53.748 | 2.897 | 0 | 0 | 2 | 3.467 | 1.9178 | 0.898 | 53.506 | 2.871 | 2 | 1.545 | 0 | 0 | 9600.16
PI810101-192.1 | PI810101-192 | PI8101-549 | 1 | 675 | Rainfall_100yr | Rainfall | 0 | 0 | 43914.48 | 4.264 | 2.15 | 0.549 | 52.04 | 3.574 | 0 | 0 | 2 | 4.132 | 2.1483 | 0.879 | 52.87 | 3.235 | 2 | 1.545 | 0 | 0 | 43914.49
PI810101-381.1 | PI810101-381 | PI810101-192 | 1 | 675 | Rainfall_100yr | Rainfall | 0 | 0 | 43914.49 | 4.141 | 2.1475 | 0.807 | 52.879 | 3.224 | 0 | 0 | 2 | 4.077 | 2.3181 | 0.888 | 53.76 | 3.14 | 2 | 1.545 | 0 | 0 | 43914.5
PI7819-2049.1 | PI7819-2049 | PI7819-2000 | 1 | 675 | Rainfall_100yr | Rainfall | 0 | 0 | 117676.52 | 4.131 | 1.8647 | 0.978 | 58.266 | 3.16 | 0 | 0 | 2 | 4.308 | 1.8431 | 1.143 | 58.652 | 3.228 | 2 | 1.444 | 0 | 0 | 117713.57
PI7819-2220.1 | PI7819-2220 | PI7819-2049 | 1 | 675 | Rainfall_100yr | Rainfall | 0 | 0 | 107164.32 | 4.322 | 1.7331 | 0.978 | 58.61 | 3.156 | 0 | 0 | 2 | 3.998 | 1.7705 | 1.244 | 59.034 | 3.416 | 2 | 1.444 | 0 | 0 | 107294.13
PI7819-2000.1 | PI7819-2000 | PI7819-1646 | 1 | 675 | Rainfall_100yr | Rainfall | 0 | 0 | 109281.27 | 4.442 | 1.5482 | 0.956 | 56.991 | 2.665 | 0 | 0 | 2 | 4.123 | 1.6097 | 1.332 | 58.213 | 3.232 | 2 | 1.444 | 0 | 0 | 109549.77
PI7819-1621.1 | PI7819-1621 | PI7819-1195 | 1 | 675 | Rainfall_100yr | Rainfall | 0 | 0 | 133802.38 | 4.617 | 1.9661 | 0.632 | 55.215 | 2.94 | 0 | 0 | 2 | 4.438 | 1.973 | 1.042 | 56.885 | 3.092 | 2 | 1.444 | 0 | 0 | 134102.28
PI7819-1195.1 | PI7819-1195 | PI7819-808 | 1 | 675 | Rainfall_100yr | Rainfall | 0 | 0 | 164177.53 | 5.651 | 2.4495 | 0.992 | 54.538 | 4.906 | 0 | 0 | 2 | 4.604 | 2.4756 | 0.958 | 55.186 | 3.181 | 2 | 1.444 | 0 | 0 | 164403.05
PI7711-415.1 | PI7711-415 | PI7700-6860 | 1 | 675 | Rainfall_100yr | Rainfall | 0 | 0 | 41215.38 | 4.995 | 2.2871 | 0.177 | 46.132 | 3.269 | 0 | 0 | 2 | 5.71 | 2.2858 | 0.9 | 49.003 | 2.902 | 2 | 1.582 | 0 | 0 | 41227.29
PI150101-2541.1 | PI150101-2541 | PI150101-2216 | 1 | 675 | Rainfall_100yr | Rainfall | 0 | 0 | 51420.77 | 2.606 | 1.2174 | 0.267 | 41.517 | 2.115 | 0 | 0 | 2 | 2.436 | 1.3304 | 0.28 | 41.439 | 2.093 | 2 | 0.37 | 0 | 0 | 51601.49
PI8600-1611.1 | PI8600-1611 | PI8600-1600 | 1 | 675 | Rainfall_100yr | Rainfall | 0 | 0 | 49680.85 | 4.879 | 3.1546 | 0.818 | 40.035 | 2.987 | 0 | 0 | 2 | 4.913 | 3.1572 | 0.852 | 40.121 | 3.014 | 2 | 2.458 | 0 | 0 | 49680.85
PI8600-2143.1 | PI8600-2143 | PI8600-1611 | 1 | 675 | Rainfall_100yr | Rainfall | 0 | 0 | 33662.48 | 4.936 | 2.4016 | 0.639 | 40.082 | 2.256 | 0 | 0 | 2 | 4.804 | 2.4776 | 0.9 | 42.487 | 3.139 | 2 | 2.458 | 0 | 0 | 33662.53
PI8600-1600.1 | PI8600-1600 | PI8600-1274 | 1 | 675 | Rainfall_100yr | Rainfall | 0 | 0 | 49680.81 | 3.848 | 3.1331 | 0.671 | 37.474 | 3.14 | 0 | 0 | 2 | 4.856 | 3.1327 | 0.899 | 40.013 | 3.153 | 2 | 2.458 | 0 | 0 | 49680.85
PI7819-1646.1 | PI7819-1646 | PI7819-1621 | 1 | 675 | Rainfall_100yr | Rainfall | 0 | 0 | 109218.14 | 4.445 | 1.5207 | 0.972 | 56.886 | 2.865 | 0 | 0 | 2 | 4.422 | 1.5243 | 1.012 | 56.972 | 2.972 | 2 | 1.444 | 0 | 0 | 109237.09
PI5806-82.1 | PI5806-82 | PI5800-1846 | 1 | 675 | Rainfall_100yr | Rainfall | 0 | 0 | 10715.84 | 7.169 | 2.2555 | 0.13 | 52.052 | 2.652 | 0 | 0 | 2 | 6.961 | 2.2461 | 0.273 | 51.923 | 2.485 | 2 | 0.684 | 0 | 0 | 10748.94
PI8102-288.1 | PI8102-288 | PI8100-1678 | 1 | 675 | Rainfall_100yr | Rainfall | 0 | 0 | 28720.78 | 3.764 | 0.77963 | 0.782 | 54.734 | 1.495 | 0 | 0 | 1 | 3.083 | 0.79816 | 0.736 | 55.06 | 2.341 | 1 | 1.295 | 0 | 0 | 28720.79
PI8100-1816.1 | PI8100-1816 | PI8100-1678 | 1 | 675 | Rainfall_100yr | Rainfall | 0 | 0 | 36146.19 | 3.764 | 0.88117 | 0.632 | 54.739 | 1.585 | 0 | 0 | 1 | 3.265 | 0.88168 | 0.899 | 54.958 | 2.704 | 1 | 1.584 | 0 | 0 | 36146.19
PI8100-1945.1 | PI8100-1945 | PI8100-1816 | 1 | 675 | Rainfall_100yr | Rainfall | 0 | 0 | 36146.19 | 3.268 | 0.88232 | 0.817 | 54.962 | 2.544 | 0 | 0 | 1 | 2.798 | 0.88286 | 0.9 | 55.169 | 2.799 | 1 | 1.584 | 0 | 0 | 36146.2
PI8100-1678.1 | PI8100-1678 | PI8100-1240 | 1 | 675 | Rainfall_100yr | Rainfall | 0 | 0 | 64866.94 | 3.91 | 1.5698 | 0.784 | 52.631 | 2.211 | 0 | 0 | 1 | 3.753 | 1.5823 | 0.902 | 54.776 | 3.184 | 1 | 1.584 | 0 | 0 | 64866.96
PI8008-341.1 | PI8008-341 | PI8000-3602 | 1 | 675 | Rainfall_100yr | Rainfall | 0 | 0 | 75438.39 | 2.732 | 2.463 | 0.928 | 52.588 | 3.996 | 0 | 0 | 2 | 6.102 | 2.4678 | 0.445 | 56.229 | 2.793 | 2 | 0.692 | 0 | 0 | 75439.81
PI3700-3154.1 | PI3700-3154 | PI3700-2954 | 1 | 675 | Rainfall_100yr | Rainfall | 0 | 0 | 150897.53 | 5.546 | 3.1686 | 0.771 | 70.297 | 4.003 | 0 | 0 | 2 | 5.046 | 3.1687 | 0.703 | 70.38 | 3.598 | 2 | 1.921 | 0 | 0 | 151053.8
PI3700-3989.1 | PI3700-3989 | PI3700-3732 | 1 | 675 | Rainfall_100yr | Rainfall | 0 | 0 | 88698.81 | 3.664 | 1.9744 | 0.662 | 70.703 | 2.454 | 0 | 0 | 2 | 3.311 | 1.976 | 0.718 | 71.101 | 2.692 | 2 | 1.921 | 0 | 0 | 88926.52
PI3700-4241.1 | PI3700-4241 | PI3700-3989 | 1 | 675 | Rainfall_100yr | Rainfall | 0 | 0 | 87994.52 | 3.317 | 1.9783 | 0.68 | 71.107 | 2.607 | 0 | 0 | 2 | 2.993 | 1.9801 | 0.727 | 71.517 | 2.749 | 2 | 1.921 | 0 | 0 | 88204.71
PI3700-3732.1 | PI3700-3732 | PI3700-3462 | 1 | 675 | Rainfall_100yr | Rainfall | 0 | 0 | 85380.59 | 4.303 | 2.6668 | 0.473 | 70.535 | 2.959 | 0 | 0 | 2 | 3.662 | 2.8331 | 0.715 | 70.681 | 2.971 | 2 | 1.921 | 0 | 0 | 85620.32
PI3700-3462.1 | PI3700-3462 | PI3700-3154 | 1 | 675 | Rainfall_100yr | Rainfall | 0 | 0 | 150963 | 5.048 | 3.1802 | 0.635 | 70.382 | 3.594 | 0 | 0 | 2 | 4.301 | 3.2979 | 0.704 | 70.542 | 3.315 | 2 | 1.921 | 0 | 0 | 151221.59
PI4202-30.1 | PI4202-30 | PI4200-2786 | 1 | 675 | Rainfall_100yr | Rainfall | 0 | 0 | 1.12 | 7.552 | -0.33579 | 0.013 | 82.402 | -0.306 | 0 | 0 | 1 | 4.043 | -0.28406 | 0.141 | 82.403 | -0.328 | 1 | 12.195 | 0 | 0 | 1.22
PI2900-106.1 | PI2900-106 | CC0300-3338 | 1 | 675 | Rainfall_100yr | Rainfall | 0 | 0 | 17027.4 | 5.061 | 1.5961 | 0.144 | 47.983 | 1.516 | 0 | 0 | 1 | 4.805 | 1.5981 | 0.544 | 48.002 | 1.523 | 1 | 1.798 | 0 | 0 | 17085.14
PI1900-52.1 | PI1900-52 | CC0200-522 | 1 | 675 | Rainfall_100yr | Rainfall | 0 | 0 | 54006.43 | 7.309 | 4.5168 | 0.442 | 26.4 | 3.97 | 0 | 0 | 1 | 5.032 | 4.5193 | 3.006 | 26.649 | 7.595 | 1 | 9.44 | 0 | 0 | 54006.61
PI1900-100.1 | PI1900-100 | PI1900-52 | 1 | 675 | Rainfall_100yr | Rainfall | 0 | 0 | 53781.34 | 5.048 | 4.5352 | 0.986 | 26.664 | 4.458 | 0 | 0 | 2 | 5.137 | 4.5419 | 0.973 | 27.137 | 4.319 | 2 | 2.66 | 0 | 0 | 53781.43
PI7901-1132.1 | PI7901-1132 | PI7901-1072 | 1 | 675 | Rainfall_100yr | Rainfall | 0 | 0 | 22104.33 | 3.336 | 1.5622 | 0.728 | 51.24 | 1.812 | 0 | 0 | 1 | 2.329 | 1.5622 | 1.497 | 51.376 | 3.371 | 1 | 4.923 | 0 | 0 | 22104.33
PI8604-33.1 | PI8604-33 | PI8600-1274 | 1 | 675 | Rainfall_100yr | Rainfall | 0 | 0 | 1646.22 | 3.477 | -0.79559 | 0.819 | 37.331 | 1.424 | 0 | 0 | 1 | 3.306 | -0.79554 | 0.758 | 37.316 | 1.434 | 1 | 2.458 | 0 | 0 | 1646.22
PI860101-57.1 | PI860101-57 | PI8601-312 | 1 | 675 | Rainfall_100yr | Rainfall | 0 | 0 | 20041.88 | 3.762 | 2.3457 | 0.944 | 36.66 | 2.365 | 0 | 0 | 2 | 3.823 | 2.3469 | 0.722 | 36.908 | 2.356 | 2 | 2.049 | 0 | 0 | 20041.88
PI860102-52.1 | PI860102-52 | PI8601-312 | 1 | 675 | Rainfall_100yr | Rainfall | 0 | 0 | 12966.1 | 4.747 | 2.5019 | 0.443 | 36.661 | 2.367 | 0 | 0 | 2 | 4.875 | 2.5249 | 0.502 | 36.96 | 2.371 | 2 | 2.049 | 0 | 0 | 12966.1
PI8602-36.1 | PI8602-36 | PI8600-460 | 1 | 675 | Rainfall_100yr | Rainfall | 0 | 0 | 1380 | 4.939 | -1.6795 | 0.124 | 35.615 | -1.57 | 0 | 0 | 1 | 4.775 | -1.6795 | 0.308 | 35.541 | -1.587 | 1 | 1.778 | 0 | 0 | 1380
PI0810-62.1 | PI0810-62 | PI0800-13663 | 1 | 675 | Rainfall_100yr | Rainfall | 0 | 0 | 24724.58 | 4.563 | 2.3755 | 0.468 | 33.693 | 2.274 | 0 | 0 | 2 | 4.689 | 2.3737 | 0.47 | 33.968 | 2.254 | 2 | 1.759 | 0 | 0 | 24725.08
PI8603-38.1 | PI8603-38 | PI8600-920 | 1 | 675 | Rainfall_100yr | Rainfall | 0 | 0 | -15486.46 | 3.505 | -2.2605 | 0.422 | 35.487 | -2.321 | 0 | 0 | 2 | 3.267 | -2.2603 | 0.445 | 35.346 | -2.361 | 2 | 1.782 | 0 | 0 | -15486.46
PI8700-2153.1 | PI8700-2153 | PI8700-2099 | 1 | 675 | Rainfall_100yr | Rainfall | 0 | 0 | 11628.11 | 3.776 | 0.57493 | 0.171 | 33.446 | 1.452 | 0 | 0 | 2 | 3.851 | 0.57513 | 0.775 | 33.871 | 1.5 | 2 | 0.451 | 0 | 0 | 11628.11
PI8706-60.1 | PI8706-60 | PI8700-1858 | 1 | 675 | Rainfall_100yr | Rainfall | 0 | 0 | 13357.96 | 4.092 | 0.49577 | 0.31 | 32.195 | 1.153 | 0 | 0 | 1 | 3.431 | 0.49544 | 1.182 | 32.66 | 2.014 | 1 | 0.765 | 0 | 0 | 13357.96
PI8706-103.1 | PI8706-103 | PI8706-60 | 1 | 675 | Rainfall_100yr | Rainfall | 0 | 0 | 8078.29 | 3.448 | 0.34443 | 0.469 | 32.659 | 0.878 | 0 | 0 | 1 | 2.792 | 0.3451 | 1.084 | 32.807 | 1.716 | 1 | 0.765 | 0 | 0 | 8078.29
PI8705-61.1 | PI8705-61 | PI8700-1614 | 1 | 675 | Rainfall_100yr | Rainfall | 0 | 0 | 8692.27 | 5.095 | 0.31391 | 0.208 | 31.61 | 0.623 | 0 | 0 | 2 | 4.487 | 0.92948 | 1.015 | 31.92 | 2.006 | 2 | 0.671 | 0 | 0 | 8692.48
PI8705-104.1 | PI8705-104 | PI8705-61 | 1 | 675 | Rainfall_100yr | Rainfall | 0 | 0 | 6955.74 | 4.503 | 0.97073 | 0.418 | 31.907 | 2.109 | 0 | 0 | 2 | 3.898 | 0.57952 | 0.853 | 31.906 | 1.376 | 2 | 0.671 | 0 | 0 | 6955.74
PI8704-61.1 | PI8704-61 | PI8700-1367 | 1 | 675 | Rainfall_100yr | Rainfall | 0 | 0 | -1867.38 | 5.28 | -0.29868 | 0.177 | 30.975 | -0.845 | 0 | 0 | 2 | 4.971 | -0.29376 | 0.245 | 30.816 | -0.799 | 2 | 0.279 | 0 | 0 | -1854.39
PI8704-104.1 | PI8704-104 | PI8704-61 | 1 | 675 | Rainfall_100yr | Rainfall | 0 | 0 | 3188.33 | 4.917 | 0.31195 | 0.327 | 30.815 | -0.76 | 0 | 0 | 2 | 4.96 | 0.3197 | 0.435 | 30.967 | -0.715 | 2 | 0.279 | 0 | 0 | 3197.21
PI8411-46.1 | PI8411-46 | PI8400-3199 | 1 | 675 | Rainfall_100yr | Rainfall | 0 | 0 | 16348.51 | 5.867 | 1.4807 | 0.131 | 36.437 | 1.343 | 0 | 0 | 1 | 5.755 | 1.479 | 0.204 | 36.436 | 1.344 | 1 | 1.748 | 0 | 0 | 16348.84
PI8410-278.1 | PI8410-278 | PI8410-218 | 1 | 675 | Rainfall_100yr | Rainfall | 0 | 0 | 5324.46 | 5.582 | 0.77268 | 0.317 | 36.568 | 0.696 | 0 | 0 | 1 | 5.455 | 0.77261 | 0.528 | 36.592 | 0.987 | 1 | 1.789 | 0 | 0 | 5324.47
PI8409-46.1 | PI8409-46 | PI8400-2854 | 1 | 675 | Rainfall_100yr | Rainfall | 0 | 0 | 11551.4 | 6.043 | 1.579 | 0.059 | 35.557 | 1.388 | 0 | 0 | 1 | 5.999 | 1.5841 | 0.227 | 35.633 | 1.394 | 1 | 1.812 | 0 | 0 | 11551.56
PI8404-89.1 | PI8404-89 | PI8404-44 | 1 | 675 | Rainfall_100yr | Rainfall | 0 | 0 | 20012.19 | 4.489 | 1.527 | 0.369 | 30.364 | 1.481 | 0 | 0 | 1 | 4.398 | 1.5274 | 0.476 | 30.378 | 1.484 | 1 | 1.77 | 0 | 0 | 20012.19
PI8403-32.1 | PI8403-32 | PI8400-1646 | 1 | 675 | Rainfall_100yr | Rainfall | 0 | 0 | 39674.69 | 4.426 | 2.2237 | 0.174 | 30.243 | 2.151 | 0 | 0 | 2 | 4.467 | 2.2237 | 0.387 | 30.363 | 2.145 | 2 | 1.781 | 0 | 0 | 39674.86
PI8403-77.1 | PI8403-77 | PI8403-32 | 1 | 675 | Rainfall_100yr | Rainfall | 0 | 0 | 11716.16 | 4.514 | 1.0013 | 0.203 | 30.344 | 0.975 | 0 | 0 | 1 | 4.401 | 0.99887 | 0.415 | 30.341 | 0.977 | 1 | 1.77 | 0 | 0 | 11716.16
PI150108-35.1 | PI150108-35 | PI150101-1367 | 1 | 675 | Rainfall_100yr | Rainfall | 0 | 0 | -14854.7 | 3.012 | -2.5973 | 0.128 | 40.52 | -2.754 | 0 | 0 | 2 | 2.732 | -2.5973 | 0.283 | 40.334 | -2.809 | 2 | 1.796 | 0 | 0 | -14840.56
PI150106-46.1 | PI150106-46 | PI150101-1367 | 1 | 675 | Rainfall_100yr | Rainfall | 0 | 0 | 34435.42 | 3.012 | 2.7009 | 0.143 | 40.425 | 3 | 0 | 0 | 2 | 2.941 | 2.7073 | 0.369 | 40.475 | 2.974 | 2 | 1.812 | 0 | 0 | 34453.24
PI150107-33.1 | PI150107-33 | PI150101-1367 | 1 | 675 | Rainfall_100yr | Rainfall | 0 | 0 | 23380.51 | 3.012 | 2.1576 | 0.114 | 40.422 | 2.392 | 0 | 0 | 2 | 2.904 | 2.1612 | 0.26 | 40.394 | 2.388 | 2 | 1.751 | 0 | 0 | 23393.89
PI781903-11.1 | PI781903-11 | PI7819-2049 | 1 | 675 | Rainfall_100yr | Rainfall | 0 | 0 | 10591.99 | 3.629 | 1.025 | 0.568 | 58.593 | 1.044 | 0 | 0 | 1 | 3.59 | 1.0136 | 0.573 | 58.606 | 1.034 | 1 | 2.347 | 0 | 0 | 10602.13
PI781902-64.1 | PI781902-64 | PI7819-1621 | 1 | 675 | Rainfall_100yr | Rainfall | 0 | 0 | 29173.14 | 4.847 | 1.4644 | 0.06 | 56.877 | 1.377 | 0 | 0 | 1 | 4.077 | 1.4644 | 0.782 | 56.959 | 1.489 | 1 | 5.138 | 0 | 0 | 29213
PI8407-32.1 | PI8407-32 | PI8400-2136 | 1 | 675 | Rainfall_100yr | Rainfall | 0 | 0 | 9699.85 | 5.161 | 1.5385 | 0.09 | 32.342 | 1.419 | 0 | 0 | 1 | 5.142 | 1.5386 | 0.238 | 32.403 | 1.421 | 1 | 1.78 | 0 | 0 | 9700.03
PI8408-44.1 | PI8408-44 | PI8400-2136 | 1 | 675 | Rainfall_100yr | Rainfall | 0 | 0 | 20934.91 | 5.161 | 2.7502 | 0.245 | 32.354 | 2.549 | 0 | 0 | 2 | 5.246 | 2.7504 | 0.408 | 32.604 | 2.524 | 2 | 1.778 | 0 | 0 | 20935.09
PI8408-88.1 | PI8408-88 | PI8408-44 | 1 | 675 | Rainfall_100yr | Rainfall | 0 | 0 | 15879.09 | 5.316 | 2.1755 | 0.3 | 32.637 | 1.988 | 0 | 0 | 2 | 5.372 | 2.1755 | 0.457 | 32.803 | 1.981 | 2 | 1.778 | 0 | 0 | 15879.09
PI8405-77.1 | PI8405-77 | PI8405-32 | 1 | 675 | Rainfall_100yr | Rainfall | 0 | 0 | 10006.29 | 4.874 | 1.381 | 0.178 | 31.407 | 1.302 | 0 | 0 | 1 | 4.767 | 1.3694 | 0.352 | 31.433 | 1.294 | 1 | 1.77 | 0 | 0 | 10006.29
PI8406-44.1 | PI8406-44 | PI8400-1891 | 1 | 675 | Rainfall_100yr | Rainfall | 0 | 0 | 19087.86 | 4.679 | 2.6214 | 0.11 | 31.223 | 2.492 | 0 | 0 | 2 | 4.808 | 2.6205 | 0.316 | 31.462 | 2.471 | 2 | 1.782 | 0 | 0 | 19088.05
PI8406-89.1 | PI8406-89 | PI8406-44 | 1 | 675 | Rainfall_100yr | Rainfall | 0 | 0 | 16545.98 | 4.876 | 2.032 | 0.323 | 31.477 | 1.916 | 0 | 0 | 2 | 4.893 | 2.0324 | 0.393 | 31.606 | 1.912 | 2 | 1.77 | 0 | 0 | 16545.99
PI8410-218.1 | PI8410-218 | PI8400-3163 | 1 | 675 | Rainfall_100yr | Rainfall | 0 | 0 | 8574.49 | 5.94 | 1.2163 | 0.122 | 36.393 | 1.079 | 0 | 0 | 1 | 5.579 | 1.1066 | 0.527 | 36.573 | 1.008 | 1 | 1.774 | 0 | 0 | 8574.89
PI7800-11578.1 | PI7800-11578 | PI7800-11374 | 1 | 675 | Rainfall_100yr | Rainfall | 0 | 0 | 56357.96 | 1.494 | 2.6512 | 0.72 | 52.724 | 3.143 | 0 | 0 | 2 | 2.072 | 2.6513 | 0.695 | 53.872 | 3.008 | 2 | 1.899 | 0 | 0 | 56361.12
PI150101-2216.1 | PI150101-2216 | PI150101-1944 | 1 | 675 | Rainfall_100yr | Rainfall | 0 | 0 | 87300.82 | 2.14 | 1.6485 | 0.677 | 41.007 | 2.559 | 0 | 0 | 2 | 2.598 | 1.6453 | 0.308 | 41.552 | 1.838 | 2 | 0.601 | 0 | 0 | 87450.26
PI8600-920.1 | PI8600-920 | PI8600-460 | 1 | 675 | Rainfall_100yr | Rainfall | 0 | 0 | 41155.29 | 4.939 | 1.8448 | 0.44 | 35.585 | 2.174 | 0 | 0 | 2 | 3.622 | 1.874 | 0.652 | 35.42 | 2.537 | 2 | 1.782 | 0 | 0 | 41155.32
PI7800-11982.1 | PI7800-11982 | PI7800-11578 | 1 | 675 | Rainfall_100yr | Rainfall | 0 | 0 | 32109.88 | 2.158 | 2.2537 | 0.444 | 53.913 | 2.584 | 0 | 0 | 2 | 2.595 | 2.3511 | 0.699 | 55.491 | 2.587 | 2 | 1.899 | 0 | 0 | 32116.06
PI5500-2761.1 | PI5500-2761 | PI5500-2723 | 1 | 675 | Rainfall_100yr | Rainfall | 0 | 0 | 100163.9 | 7.45 | 5.2378 | 0.593 | 101.317 | 4.856 | 0 | 0 | 2 | 7.507 | 5.2462 | 0.624 | 101.462 | 4.65 | 2 | 1.74 | 0 | 0 | 100165.61
PI9005-1790.1 | PI9005-1790 | PI9005-1677 | 1 | 675 | Rainfall_100yr | Rainfall | 0 | 0 | 41607.47 | 10.766 | 3.6792 | 0.571 | 74.485 | 2.538 | 0 | 0 | 2 | 11.691 | 3.6789 | 0.594 | 75.682 | 2.435 | 2 | 1.777 | 0 | 0 | 41607.48
PI9005-1935.1 | PI9005-1935 | PI9005-1790 | 1 | 675 | Rainfall_100yr | Rainfall | 0 | 0 | 41369.99 | 11.706 | 3.6734 | 0.57 | 75.696 | 2.431 | 0 | 0 | 2 | 12.894 | 3.7587 | 0.62 | 77.237 | 2.403 | 2 | 1.775 | 0 | 0 | 41370
PI9005-732.1 | PI9005-732 | PI9005-592 | 1 | 675 | Rainfall_100yr | Rainfall | 0 | 0 | 177390.14 | 6.041 | 6.9446 | 0.657 | 69.011 | 3.533 | 0 | 0 | 2 | 6.3 | 6.9641 | 0.441 | 69.27 | 3.469 | 2 | 0 | 0 | 0 | 177390.55
PI900502-277.1 | PI900502-277 | PI9005-769 | 1 | 675 | Rainfall_100yr | Rainfall | 0 | 0 | 58411.66 | 9.289 | 2.9741 | 0.098 | 70.26 | 2.284 | 0 | 0 | 1 | 8.071 | 2.9792 | 1.271 | 72.245 | 3.525 | 1 | 3.823 | 0 | 0 | 58511.37
PI9005-769.1 | PI9005-769 | PI9005-732 | 1 | 675 | Rainfall_100yr | Rainfall | 0 | 0 | 176265.05 | 6.313 | 7.0242 | 0.692 | 69.544 | 6.838 | 0 | 0 | 1 | 9.235 | 7.0304 | 0.228 | 70.452 | 5.627 | 1 | -8.263 | 0 | 0 | 176286.34
PI3803-200.1 | PI3803-200 | PI3800-1729 | 1 | 675 | Rainfall_100yr | Rainfall | 0 | 0 | 42838.95 | 6.772 | 2.545 | 0.227 | 68.958 | 2.249 | 0 | 0 | 2 | 6.81 | 2.5528 | 0.615 | 69.504 | 2.189 | 2 | 1.782 | 0 | 0 | 42839.83
PI4600-935.1 | PI4600-935 | PI4600-786 | 1 | 675 | Rainfall_100yr | Rainfall | 0 | 0 | 20570.57 | 2.925 | 2.5484 | 0.997 | 85.781 | 2.754 | 0 | 0 | 1 | 2.439 | 2.5489 | 1.199 | 86.562 | 3.605 | 1 | 3.278 | 0 | 0 | 20570.59
PI3810-449.1 | PI3810-449 | PI381001-108 | 1 | 675 | Rainfall_100yr | Rainfall | 0 | 0 | 51252.5 | 7.054 | 3.7444 | 0.964 | 76.673 | 3.524 | 0 | 0 | 2 | 7.043 | 3.7474 | 0.719 | 76.752 | 3.461 | 2 | 1.804 | 0 | 0 | 51252.87
PI381002-153.1 | PI381002-153 | PI3810-420 | 1 | 675 | Rainfall_100yr | Rainfall | 0 | 0 | 74234.74 | 5.037 | 4.3564 | 0.995 | 76.852 | 4.572 | 0 | 0 | 2 | 6.099 | 4.3723 | 0.49 | 78.116 | 3.994 | 2 | 1.289 | 0 | 0 | 74235.14
PI3810-449.2 | PI3810-449 | PI3810-420 | 2 | 675 | Rainfall_100yr | Rainfall | 0 | 0 | 9901.65 | 5.037 | 1.3664 | 0.426 | 76.73 | 1.544 | 0 | 0 | 1 | 4.974 | 1.3652 | 0.866 | 76.737 | -2.461 | 1 | 1.755 | 0 | 0 | 9901.84
PI3810-624.1 | PI3810-624 | PI3810-449 | 1 | 675 | Rainfall_100yr | Rainfall | 0 | 0 | 61154.73 | 3.902 | 3.903 | 0.994 | 76.806 | 4.447 | 0 | 0 | 2 | 4.142 | 3.9173 | 0.644 | 77.527 | 3.932 | 2 | 1.755 | 0 | 0 | 61154.79
PI3810-694.1 | PI3810-694 | PI3810-624 | 1 | 675 | Rainfall_100yr | Rainfall | 0 | 0 | 26125.87 | 4.203 | 1.9611 | 0.269 | 77.514 | 1.937 | 0 | 0 | 2 | 4.225 | 1.9621 | 0.529 | 77.706 | 1.932 | 2 | 1.76 | 0 | 0 | 26125.9
PI3810-867.1 | PI3810-867 | PI3810-694 | 1 | 675 | Rainfall_100yr | Rainfall | 0 | 0 | 26125.9 | 4.234 | 1.9644 | 0.51 | 77.715 | 1.933 | 0 | 0 | 1 | 5.122 | 1.9668 | 0.083 | 78.178 | 1.824 | 1 | -1.755 | 0 | 0 | 26149.49
PI3810-1170.1 | PI3810-1170 | PI3810-1117 | 1 | 675 | Rainfall_100yr | Rainfall | 0 | 0 | 26079.61 | 5.413 | 2.0103 | 0.475 | 79.088 | 1.843 | 0 | 0 | 2 | 5.431 | 2.0177 | 0.599 | 79.236 | 1.846 | 2 | 1.764 | 0 | 0 | 26079.61
PI430101-592.1 | PI430101-592 | PI430101-167 | 1 | 675 | Rainfall_100yr | Rainfall | 0 | 0 | 40109.26 | 6.782 | 1.5571 | 0.057 | 82.186 | 1.355 | 0 | 0 | 1 | 5.385 | 1.5627 | 0.741 | 82.625 | 1.443 | 1 | 2.34 | 0 | 0 | 40345.33
PI4301-285.1 | PI4301-285 | PI4300-1650 | 1 | 675 | Rainfall_100yr | Rainfall | 0 | 0 | 173792.59 | 6.762 | 4.3745 | 0.22 | 82.094 | 4.701 | 0 | 0 | 2 | 7.225 | 4.6077 | 0.23 | 82.883 | 3.867 | 2 | 1.137 | 0 | 0 | 174031.22
PI430102-43.1 | PI430102-43 | PI4301-650 | 1 | 675 | Rainfall_100yr | Rainfall | 0 | 0 | 27747.43 | 6.522 | 3.1535 | 0.292 | 83.134 | 2.687 | 0 | 0 | 2 | 6.757 | 3.1536 | 0.509 | 83.477 | 2.653 | 2 | 1.794 | 0 | 0 | 27769.01
PI3810-1117.1 | PI3810-1117 | PI3810-867 | 1 | 675 | Rainfall_100yr | Rainfall | 0 | 0 | 26547.41 | 5.13 | 2.0609 | 0.083 | 78.196 | 1.905 | 0 | 0 | 2 | 5.359 | 2.0609 | 0.581 | 79.044 | 1.878 | 2 | 1.775 | 0 | 0 | 26570.55
PI3808-282.1 | PI3808-282 | PI3800-4332 | 1 | 675 | Rainfall_100yr | Rainfall | 0 | 0 | 22641.33 | 9.607 | 1.8817 | 0.332 | 76.077 | 1.462 | 0 | 0 | 2 | 9.275 | 1.7999 | 0.413 | 76.449 | 1.39 | 2 | 1.776 | 0 | 0 | 22641.75
PI3809-558.1 | PI3809-558 | PI3809-282 | 1 | 675 | Rainfall_100yr | Rainfall | 0 | 0 | 5334.34 | 6.116 | 1.941 | 0.444 | 76.997 | 1.822 | 0 | 0 | 1 | 5.104 | 1.959 | 0.737 | 76.857 | 2.402 | 1 | 2.011 | 0 | 0 | 5335.7
PI900501-44.1 | PI900501-44 | PI9005-732 | 1 | 675 | Rainfall_100yr | Rainfall | 0 | 0 | 5536.43 | 6.313 | 1.3558 | 0.201 | 69.227 | 1.199 | 0 | 0 | 1 | 6.28 | 1.3552 | 0.389 | 69.305 | 1.202 | 1 | 1.779 | 0 | 0 | 5536.47
PI900502-694.1 | PI900502-694 | PI900502-277 | 1 | 675 | Rainfall_100yr | Rainfall | 0 | 0 | -12440.54 | 8.086 | -3.2619 | 0.309 | 72.277 | -2.556 | 0 | 0 | 2 | 3.282 | -3.2618 | 0.715 | 68.822 | -3.395 | 2 | 1.967 | 0 | 0 | -12440.23
PI0809-1484.1 | PI0809-1484 | PI0809-1431 | 1 | 675 | Rainfall_100yr | Rainfall | 0 | 0 | 79401.84 | 5.976 | 4.3181 | 0.736 | 30.327 | 4.313 | 0 | 0 | 2 | 5.632 | 4.4045 | 1.024 | 30.324 | 4.269 | 2 | 2.862 | 0 | 0 | 79402.48
PI080901-765.1 | PI080901-765 | PI080901-738 | 1 | 675 | Rainfall_100yr | Rainfall | 0 | 0 | 67746.68 | 8.905 | 6.4773 | 0.738 | 33.562 | 5.253 | 0 | 0 | 1 | 3.978 | 6.4869 | 5.242 | 33.825 | 14.543 | 1 | 15.419 | 0 | 0 | 67746.68
PI380201-410.1 | PI380201-410 | PI3802-514 | 1 | 675 | Rainfall_100yr | Rainfall | 0 | 0 | 15808.32 | 5.639 | 1.583 | 0.23 | 69.367 | 1.505 | 0 | 0 | 1 | 4.653 | 1.6184 | 0.692 | 69.615 | 1.779 | 1 | 1.951 | 0 | 0 | 15808.34
PI4001-49.1 | PI4001-49 | PI4000-643 | 1 | 675 | Rainfall_100yr | Rainfall | 0 | 0 | 44517.6 | 6.065 | 6.224 | 0.323 | 71.128 | 5.899 | 0 | 0 | 2 | 6.55 | 6.2199 | 0.503 | 71.817 | 5.402 | 2 | 1.762 | 0 | 0 | 44523.34
PI960301-397.1 | PI960301-397 | PI9603-866 | 1 | 675 | Rainfall_100yr | Rainfall | 0 | 0 | -483.78 | 5.569 | -1.0983 | 0.084 | 96.741 | -1.288 | 0 | 0 | 1 | 4.292 | -0.96823 | 0.664 | 96.456 | -1.309 | 1 | 1.779 | 0 | 0 | -482.61
PI960302-501.1 | PI960302-501 | PI9603-866 | 1 | 675 | Rainfall_100yr | Rainfall | 0 | 0 | 19617.54 | 5.569 | 2.8948 | 0.71 | 96.769 | 3.145 | 0 | 0 | 2 | 7.42 | 3.1202 | 0.526 | 99.77 | 2.807 | 2 | 1.434 | 0 | 0 | 19619.19
PI9600-5267.1 | PI9600-5267 | PI9600-5177 | 1 | 675 | Rainfall_100yr | Rainfall | 0 | 0 | 11370.57 | 5.274 | 2.009 | 0.634 | 104.836 | 2.207 | 0 | 0 | 2 | 5.329 | 2.0162 | 0.659 | 105.121 | 2.308 | 2 | 1.801 | 0 | 0 | 11370.57
PI9600-5177.1 | PI9600-5177 | PI9600-4955 | 1 | 675 | Rainfall_100yr | Rainfall | 0 | 0 | 11370.56 | 5.945 | 1.9934 | 0.908 | 104.083 | 2.497 | 0 | 0 | 1 | 5.235 | 1.9996 | 1.037 | 104.797 | 3.057 | 1 | 2.852 | 0 | 0 | 11370.57
PI9600-4738.1 | PI9600-4738 | PI9600-4714 | 1 | 675 | Rainfall_100yr | Rainfall | 0 | 0 | 11370.03 | 6.86 | 1.9888 | 0.604 | 103.292 | 1.664 | 0 | 0 | 1 | 6.599 | 1.9889 | 1.281 | 103.373 | 2.907 | 1 | 4.259 | 0 | 0 | 11370.03
PI9600-4955.1 | PI9600-4955 | PI9600-4738 | 1 | 675 | Rainfall_100yr | Rainfall | 0 | 0 | 11370.4 | 6.607 | 1.9897 | 0.987 | 103.38 | 2.453 | 0 | 0 | 1 | 5.937 | 1.9911 | 1.024 | 104.075 | 2.714 | 1 | 2.82 | 0 | 0 | 11370.56
PI9600-4714.1 | PI9600-4714 | PI9600-4475 | 1 | 675 | Rainfall_100yr | Rainfall | 0 | 0 | 11301.44 | 7.584 | 1.7492 | 0.144 | 102.586 | 1.416 | 0 | 0 | 1 | 6.836 | 1.7545 | 0.845 | 103.258 | 2.065 | 1 | 2.411 | 0 | 0 | 11301.46
PI9605-148.1 | PI9605-148 | PI9600-3614 | 1 | 675 | Rainfall_100yr | Rainfall | 0 | 0 | 84072.82 | 9.762 | 5.8282 | 0.586 | 98.239 | 5.545 | 0 | 0 | 2 | 9.5 | 5.9705 | 0.649 | 98.347 | 4.573 | 2 | 1.782 | 0 | 0 | 84090.48
PI9604-247.1 | PI9604-247 | PI9600-3082 | 1 | 675 | Rainfall_100yr | Rainfall | 0 | 0 | 61972.32 | 10.761 | 2.1148 | 0.425 | 95.305 | 2.421 | 0 | 0 | 1 | 9.014 | 2.1198 | 1.301 | 96.243 | 4.643 | 1 | 3.705 | 0 | 0 | 62016.86
PI9602-323.1 | PI9602-323 | PI9600-2331 | 1 | 675 | Rainfall_100yr | Rainfall | 0 | 0 | 37918.06 | 10.016 | 4.2049 | 0.184 | 93.668 | 3.827 | 0 | 0 | 2 | 6.908 | 4.3089 | 1.309 | 94.118 | 4.278 | 2 | 3.738 | 0 | 0 | 37949.64
PI5400-2640.1 | PI5400-2640 | PI5400-2601 | 1 | 675 | Rainfall_100yr | Rainfall | 0 | 0 | 1300043.5 | 7.65 | 78.614 | 0.629 | 109.21 | 7.73 | 0 | 0 | 1 | 6.02 | 78.6114 | 2.879 | 109.461 | 13.251 | 1 | 220.244 | 0 | 0 | 1300129.63
PI1100-3133.1 | PI1100-3133 | PI1100-3029 | 1 | 675 | Rainfall_100yr | Rainfall | 0 | 0 | 75843.89 | 2.442 | 4.147 | 0.993 | 34.158 | 4.92 | 0 | 0 | 2 | 2.925 | 4.2921 | 0.905 | 35.143 | 4.719 | 2 | 2.477 | 0 | 0 | 75845.52
PI1503-3739.1 | PI1503-3739 | PI1503-3514 | 1 | 675 | Rainfall_100yr | Rainfall | 0 | 0 | 84462.21 | 3.997 | 2.673 | 0.173 | 59.973 | 2.73 | 0 | 0 | 2 | 4.38 | 2.675 | 0.711 | 60.918 | 2.624 | 2 | 1.781 | 0 | 0 | 84555.38
PI660501-641.1 | PI660501-641 | PI660501-578 | 1 | 675 | Rainfall_100yr | Rainfall | 0 | 0 | 54411.76 | 10.093 | 2.832 | 0.621 | 24.315 | 2.523 | 0 | 0 | 2 | 10.333 | 2.8619 | 0.652 | 24.715 | 2.548 | 2 | 1.796 | 0 | 0 | 54411.77
PI660502-302.1 | PI660502-302 | PI6605-771 | 1 | 675 | Rainfall_100yr | Rainfall | 0 | 0 | 18137.69 | 9.458 | 3.0068 | 0.288 | 22.718 | 2.534 | 0 | 0 | 2 | 8.774 | 3.055 | 0.645 | 22.79 | 2.379 | 2 | 1.777 | 0 | 0 | 18137.71
PI1103-1143.1 | PI1103-1143 | PI1103-1099 | 1 | 675 | Rainfall_100yr | Rainfall | 0 | 0 | 7854.52 | 5.617 | 2.8535 | 0.11 | 30.974 | 2.566 | 0 | 0 | 2 | 5.846 | 2.849 | 0.108 | 31.319 | 2.534 | 2 | 1.779 | 0 | 0 | 7854.53
PI150109-26.1 | PI150109-26 | PI150101-372 | 1 | 675 | Rainfall_100yr | Rainfall | 0 | 0 | 4306.63 | 1.726 | -2.1179 | 0.751 | 36.32 | -2.466 | 0 | 0 | 1 | 1.341 | -2.1178 | 0.883 | 36.241 | -2.541 | 1 | 3.836 | 0 | 0 | 4306.63
PI150111-26.1 | PI150111-26 | PI150101-372 | 1 | 675 | Rainfall_100yr | Rainfall | 0 | 0 | -1820.5 | 1.526 | -2.0061 | 0.464 | 36.313 | -2.372 | 0 | 0 | 1 | 1.341 | -2.006 | 0.421 | 36.231 | -2.407 | 1 | 2.195 | 0 | 0 | -1820.5
PI150112-28.1 | PI150112-28 | PI1501-1687 | 1 | 675 | Rainfall_100yr | Rainfall | 0 | 0 | 11839.76 | 1.929 | 1.331 | 0.456 | 38.769 | 1.534 | 0 | 0 | 1 | 1.77 | 1.3311 | 0.6 | 38.786 | 1.548 | 1 | 2.696 | 0 | 0 | 11839.78
PI110302-123.1 | PI110302-123 | PI1103-1025 | 1 | 675 | Rainfall_100yr | Rainfall | 0 | 0 | 17441.05 | 5.793 | 2.0407 | 0.382 | 30.933 | 1.815 | 0 | 0 | 2 | 5.884 | 2.0424 | 0.636 | 31.334 | 1.806 | 2 | 1.786 | 0 | 0 | 17441.09
PI1503-3514.1 | PI1503-3514 | PI1503-3327 | 1 | 675 | Rainfall_100yr | Rainfall | 0 | 0 | 81867.01 | 3.462 | 2.6749 | 0.587 | 59.641 | 3.016 | 0 | 0 | 1 | 3.975 | 2.6738 | 0.173 | 59.904 | 2.747 | 1 | -1.302 | 0 | 0 | 81955.05
PI1503-3801.1 | PI1503-3801 | PI1503-3739 | 1 | 675 | Rainfall_100yr | Rainfall | 0 | 0 | 34371.57 | 4.455 | 0.73564 | 0.467 | 60.916 | 1.522 | 0 | 0 | 1 | 4.292 | -0.69439 | 0.675 | 60.913 | 1.82 | 1 | 1.797 | 0 | 0 | 34388.83
PI3801-391.1 | PI3801-391 | PI3800-795 | 1 | 675 | Rainfall_100yr | Rainfall | 0 | 0 | 26204.65 | 7.221 | 2.2196 | 0.625 | 67.262 | 1.871 | 0 | 0 | 1 | 5.73 | 2.2599 | 1.024 | 68.52 | 2.315 | 1 | 2.983 | 0 | 0 | 26241.32
PI8300-659.1 | PI8300-659 | PI820101-35 | 1 | 675 | Rainfall_100yr | Rainfall | 0 | 0 | 44545.18 | 1.929 | 2.6931 | 0.997 | 32.008 | 3.756 | 0 | 0 | 2 | 3.413 | 2.6967 | 0.288 | 33.526 | 2.83 | 2 | 0.51 | 0 | 0 | 44545.21
PI8702-589.1 | PI8702-589 | PI8702-500 | 1 | 675 | Rainfall_100yr | Rainfall | 0 | 0 | -31586.32 | 5.634 | -1.4163 | 0.288 | 29.452 | -1.297 | 0 | 0 | 1 | 5.372 | -1.4152 | 0.444 | 29.41 | -1.324 | 1 | 1.765 | 0 | 0 | -31505.16
PI6801-1036.1 | PI6801-1036 | PI6801-994 | 1 | 675 | Rainfall_100yr | Rainfall | 0 | 0 | 67159 | 7.089 | 5.174 | 0.438 | 21.17 | 4.886 | 0 | 0 | 2 | 7.063 | 5.1499 | 0.417 | 21.192 | 4.609 | 2 | 1.089 | 0 | 0 | 67159.45
PI680101-76.1 | PI680101-76 | PI6801-762 | 1 | 675 | Rainfall_100yr | Rainfall | 0 | 0 | 13176.98 | 7.407 | -2.9297 | 0.133 | 21.229 | -2.397 | 0 | 0 | 1 | 4.109 | 2.2065 | 2.492 | 21.15 | 6.63 | 1 | 7.328 | 0 | 0 | 13176.99
PI6801-838.1 | PI6801-838 | PI6801-762 | 1 | 675 | Rainfall_100yr | Rainfall | 0 | 0 | 154549.5 | 7.407 | 7.6813 | 0.786 | 21.247 | 8.709 | 0 | 0 | 2 | 7.457 | 7.8722 | 0.658 | 21.488 | 6.818 | 2 | 1.78 | 0 | 0 | 154549.7
PI690407-78.1 | PI690407-78 | PI690407-38 | 1 | 675 | Rainfall_100yr | Rainfall | 0 | 0 | -81866.65 | 4.923 | -3.3029 | 0.136 | 23.929 | -3.1 | 0 | 0 | 2 | 4.461 | -3.3026 | 0.289 | 23.573 | -3.188 | 2 | 1.782 | 0 | 0 | -81866.64
PI690407-38.1 | PI690407-38 | PI6904-1315 | 1 | 675 | Rainfall_100yr | Rainfall | 0 | 0 | 78486.73 | 4.919 | 2.8404 | 0.198 | 23.725 | 2.816 | 0 | 0 | 2 | 4.916 | 2.859 | 0.412 | 23.825 | 2.807 | 2 | 1.825 | 0 | 0 | 78486.73
PI690408-62.1 | PI690408-62 | PI6904-1315 | 1 | 675 | Rainfall_100yr | Rainfall | 0 | 0 | -48875.59 | 4.919 | -2.51 | 0.512 | 23.774 | -2.35 | 0 | 0 | 2 | 4.45 | -2.4905 | 0.567 | 23.47 | -2.415 | 2 | 1.805 | 0 | 0 | -48875.59
PI690408-102.1 | PI690408-102 | PI690408-62 | 1 | 675 | Rainfall_100yr | Rainfall | 0 | 0 | 118326.69 | 4.406 | 3.5598 | 0.329 | 23.494 | 3.456 | 0 | 0 | 2 | 4.651 | 3.5593 | 0.482 | 23.857 | 3.388 | 2 | 1.782 | 0 | 0 | 118326.7
PI690406-1144.1 | PI690406-1144 | PI690406-1044 | 1 | 675 | Rainfall_100yr | Rainfall | 0 | 0 | -8379.57 | 4.166 | 2.9051 | 0.552 | 23.725 | 3.34 | 0 | 0 | 2 | 3.76 | 3.0127 | 0.655 | 23.571 | 3.331 | 2 | 1.779 | 0 | 0 | -8379.39
PI690401-148.1 | PI690401-148 | PI6904-284 | 1 | 675 | Rainfall_100yr | Rainfall | 0 | 0 | 40362.14 | 6.441 | 4.2945 | 0.89 | 22.49 | 4.612 | 0 | 0 | 1 | 7.674 | 4.7229 | 0.171 | 22.29 | 4.083 | 1 | -3.505 | 0 | 0 | 40448.54
PI690405-31.1 | PI690405-31 | PI690403-396 | 1 | 675 | Rainfall_100yr | Rainfall | 0 | 0 | -135631.08 | 6.592 | -5.1012 | 0.184 | 24.301 | -4.384 | 0 | 0 | 2 | 5.842 | -5.1002 | 0.24 | 23.662 | -4.573 | 2 | 1.81 | 0 | 0 | -135630.06
PI6904-1696.1 | PI6904-1696 | PI6904-1498 | 1 | 675 | Rainfall_100yr | Rainfall | 0 | 0 | 72970.02 | 4.794 | 2.1792 | 0.85 | 24.231 | 3.183 | 0 | 0 | 2 | 4.505 | 2.1819 | 0.724 | 24.558 | 2.799 | 2 | 1.978 | 0 | 0 | 72970.03
PI6904-2047.1 | PI6904-2047 | PI6904-2012 | 1 | 675 | Rainfall_100yr | Rainfall | 0 | 0 | 74550.71 | 3.495 | 3.672 | 0.465 | 24.955 | 3.767 | 0 | 0 | 2 | 3.798 | 3.6722 | 0.581 | 25.339 | 3.692 | 2 | 1.782 | 0 | 0 | 74550.71
PI6904-1952.1 | PI6904-1952 | PI6904-1696 | 1 | 675 | Rainfall_100yr | Rainfall | 0 | 0 | 69514.95 | 4.521 | 2.1691 | 0.609 | 24.591 | 2.547 | 0 | 0 | 1 | 4.369 | 2.1711 | 0.843 | 25.528 | 3.203 | 1 | 2.304 | 0 | 0 | 69514.98
PI8507-95.1 | PI8507-95 | PI8500-1232 | 1 | 675 | Rainfall_100yr | Rainfall | 0 | 0 | 28853.69 | 7.43 | 3.6396 | 0.257 | 34.428 | 3.36 | 0 | 0 | 1 | 5.628 | 3.6509 | 1.309 | 34.356 | 3.515 | 1 | 4.819 | 0 | 0 | 28853.7
PI8507-110.1 | PI8507-110 | PI8507-95 | 1 | 675 | Rainfall_100yr | Rainfall | 0 | 0 | -54408.33 | 5.621 | -5.3104 | 0.812 | 34.69 | -4.785 | 0 | 0 | 2 | 5.015 | -5.3074 | 1.326 | 34.39 | -4.954 | 2 | 4.819 | 0 | 0 | -54408.33
PI820101-35.1 | PI820101-35 | PI8201-299 | 1 | 675 | Rainfall_100yr | Rainfall | 0 | 0 | 73639.88 | 5.873 | 2.9803 | 0.274 | 31.789 | 2.97 | 0 | 0 | 2 | 6.011 | 2.9835 | 0.277 | 31.929 | 2.927 | 2 | 0.51 | 0 | 0 | 73645.12
PI7803-678.1 | PI7803-678 | PI8200-1250 | 1 | 675 | Rainfall_100yr | Rainfall | 0 | 0 | 92181.99 | 4.743 | 4.2069 | 0.585 | 31.521 | 4.105 | 0 | 0 | 2 | 4.845 | 4.2075 | 0.544 | 31.768 | 4.003 | 2 | 1.377 | 0 | 0 | 92186.59
PI7702-47.1 | PI7702-47 | PI7700-3575 | 1 | 675 | Rainfall_100yr | Rainfall | 0 | 0 | 9266.44 | 6.737 | 1.9347 | 0.089 | 39.827 | 1.701 | 0 | 0 | 1 | 5.72 | 1.9333 | 0.712 | 39.751 | 1.78 | 1 | 5.045 | 0 | 0 | 9269.22
PI790101-354.1 | PI790101-354 | PI790101-302 | 1 | 675 | Rainfall_100yr | Rainfall | 0 | 0 | 23675.06 | 7.947 | 2.0575 | 0.461 | 49.573 | 1.624 | 0 | 0 | 1 | 6.725 | 2.0576 | 1.535 | 49.772 | 3.154 | 1 | 5.887 | 0 | 0 | 23675.07
PI7902-45.1 | PI7902-45 | PI7809-649 | 1 | 675 | Rainfall_100yr | Rainfall | 0 | 0 | 15447 | 8.066 | 2.0941 | 0.288 | 47.786 | 1.643 | 0 | 0 | 2 | 8.112 | 2.094 | 0.47 | 47.944 | 1.639 | 2 | 1.755 | 0 | 0 | 15447.14
PI7903-44.1 | PI7903-44 | PI7900-998 | 1 | 675 | Rainfall_100yr | Rainfall | 0 | 0 | 28866.87 | 12.699 | 2.5288 | 0.081 | 49.575 | 1.635 | 0 | 0 | 2 | 12.68 | 2.529 | 0.456 | 49.666 | 1.627 | 2 | 1.785 | 0 | 0 | 28906.66
PI800102-27.1 | PI800102-27 | PI8001-385 | 1 | 675 | Rainfall_100yr | Rainfall | 0 | 0 | 13306.7 | 5.229 | 1.0807 | 0.233 | 48.096 | 1.002 | 0 | 0 | 1 | 5.067 | 1.0822 | 0.599 | 48.076 | 1.087 | 1 | 2.606 | 0 | 0 | 13306.7
PI8005-40.1 | PI8005-40 | PI8000-2131 | 1 | 675 | Rainfall_100yr | Rainfall | 0 | 0 | 43496.98 | 5.285 | 4.126 | 0.998 | 50.057 | 4.364 | 0 | 0 | 2 | 5.066 | 4.1421 | 0.999 | 50.072 | 4.064 | 2 | 2.73 | 0 | 0 | 43496.98
PI7708-50.1 | PI7708-50 | PI7700-4822 | 1 | 675 | Rainfall_100yr | Rainfall | 0 | 0 | 82817.12 | 6.007 | 7.843 | 0.386 | 44.003 | 7.21 | 0 | 0 | 2 | 7.39 | 7.8534 | 1.022 | 45.916 | 6.488 | 2 | 3.871 | 0 | 0 | 82821.2
PI8003-29.1 | PI8003-29 | PI8000-1885 | 1 | 675 | Rainfall_100yr | Rainfall | 0 | 0 | 9824.43 | 6.573 | 1.1373 | 0.389 | 49.486 | 0.967 | 0 | 0 | 1 | 6.502 | 1.1371 | 0.397 | 49.517 | 0.97 | 1 | 2.096 | 0 | 0 | 9824.43
PI7710-675.1 | PI7710-675 | PI7710-634 | 1 | 675 | Rainfall_100yr | Rainfall | 0 | 0 | 116486.59 | 8.123 | 7.113 | 0.668 | 48.819 | 6.34 | 0 | 0 | 1 | 6.133 | 7.1233 | 3.038 | 49.276 | 10.36 | 1 | 8.65 | 0 | 0 | 116486.6
PI8510-23.1 | PI8510-23 | PI8500-1657 | 1 | 675 | Rainfall_100yr | Rainfall | 0 | 0 | 21769.44 | 5.014 | 2.3394 | 0.937 | 36.019 | 2.21 | 0 | 0 | 2 | 5.049 | 2.3432 | 0.677 | 36.106 | 2.207 | 2 | 1.757 | 0 | 0 | 21769.45
PI8511-32.1 | PI8511-32 | PI8500-1657 | 1 | 675 | Rainfall_100yr | Rainfall | 0 | 0 | 27714.62 | 6.036 | 1.7609 | 0.953 | 35.984 | 2.179 | 0 | 0 | 2 | 6.015 | 1.7619 | 0.667 | 36.042 | 1.684 | 2 | 1.757 | 0 | 0 | 27714.62
PI8512-17.1 | PI8512-17 | PI8500-2059 | 1 | 675 | Rainfall_100yr | Rainfall | 0 | 0 | 35195.66 | 4.685 | 2.8835 | 1.291 | 37.544 | 3.882 | 0 | 0 | 1 | 4.546 | 2.9143 | 1.291 | 37.593 | 3.884 | 1 | 3.685 | 0 | 0 | 35195.67
PI8500-2059.1 | PI8500-2059 | PI8500-2034 | 1 | 675 | Rainfall_100yr | Rainfall | 0 | 0 | 69305.2 | 5.268 | 2.9671 | 0.737 | 37.417 | 2.81 | 0 | 0 | 1 | 5.16 | 2.9849 | 1.107 | 37.591 | 3.141 | 1 | 3.685 | 0 | 0 | 69305.2
PI8500-2034.1 | PI8500-2034 | PI8500-1990 | 1 | 675 | Rainfall_100yr | Rainfall | 0 | 0 | 83184.85 | 5.638 | 3.8742 | 0.767 | 37.243 | 3.717 | 0 | 0 | 2 | 5.246 | 3.8837 | 1.256 | 37.324 | 4.38 | 2 | 3.685 | 0 | 0 | 83184.85
PI8500-1990.1 | PI8500-1990 | PI8500-1963 | 1 | 675 | Rainfall_100yr | Rainfall | 0 | 0 | 91613.22 | 5.575 | 3.8523 | 0.831 | 37.006 | 3.734 | 0 | 0 | 2 | 5.546 | 3.8538 | 1.204 | 37.28 | 4.27 | 2 | 3.685 | 0 | 0 | 91613.28
PI8508-40.1 | PI8508-40 | PI8500-1232 | 1 | 675 | Rainfall_100yr | Rainfall | 0 | 0 | 19127.62 | 4.509 | 2.3779 | 0.948 | 34.481 | 2.292 | 0 | 0 | 2 | 4.572 | 2.3787 | 0.647 | 34.649 | 2.281 | 2 | 1.757 | 0 | 0 | 19127.62
PI8502-281.1 | PI8502-281 | PI8502-250 | 1 | 675 | Rainfall_100yr | Rainfall | 0 | 0 | -35459.15 | 4.146 | -2.8197 | 0.624 | 32.016 | -2.771 | 0 | 0 | 1 | 3.708 | -2.8196 | 0.981 | 31.835 | -2.851 | 1 | 3.209 | 0 | 0 | -35459.15
PI8506-43.1 | PI8506-43 | PI8500-972 | 1 | 675 | Rainfall_100yr | Rainfall | 0 | 0 | 22369.48 | 8.095 | 3.0636 | 0.097 | 33.021 | 2.417 | 0 | 0 | 2 | 8.213 | 3.0509 | 0.203 | 33.3 | 2.377 | 2 | 1.757 | 0 | 0 | 22404.86
PI8505-39.1 | PI8505-39 | PI8500-972 | 1 | 675 | Rainfall_100yr | Rainfall | 0 | 0 | 10234.86 | 8.086 | 1.5163 | 0.082 | 32.99 | 1.235 | 0 | 0 | 1 | 7.933 | 1.5446 | 0.095 | 32.933 | 1.258 | 1 | 1.757 | 0 | 0 | 10267.23
PI8503-32.1 | PI8503-32 | PI8500-972 | 1 | 675 | Rainfall_100yr | Rainfall | 0 | 0 | -17747.49 | 8.068 | -2.1515 | 0.079 | 33.035 | -1.688 | 0 | 0 | 2 | 7.831 | -2.1151 | 0.07 | 32.875 | -1.68 | 2 | 1.757 | 0 | 0 | -17721.14
PI8504-23.1 | PI8504-23 | PI8500-972 | 1 | 675 | Rainfall_100yr | Rainfall | 0 | 0 | -8815.01 | 8.046 | -1.8303 | 0.064 | 33.019 | -1.444 | 0 | 0 | 2 | 7.888 | -1.8288 | 0.104 | 32.917 | -1.452 | 2 | 1.757 | 0 | 0 | -8796.05
PI8501-37.1 | PI8501-37 | PI8500-472 | 1 | 675 | Rainfall_100yr | Rainfall | 0 | 0 | -23562.04 | 5.61 | -2.222 | 0.268 | 30.79 | -1.997 | 0 | 0 | 2 | 5.384 | -2.2222 | 0.258 | 30.653 | -2.025 | 2 | 1.763 | 0 | 0 | -23561.9
PI780402-7.1 | PI780402-7 | PI7804-1335 | 1 | 675 | Rainfall_100yr | Rainfall | 0 | 0 | 1718.73 | 4.29 | 0.4733 | 0.021 | 38.433 | 0.461 | 0 | 0 | 1 | 3.433 | 0.4733 | 0.066 | 38.436 | 0.488 | 1 | 12.104 | 0 | 0 | 1718.73
PI8008-974.1 | PI8008-974 | PI8008-912 | 1 | 675 | Rainfall_100yr | Rainfall | 0 | 0 | 23608.05 | 5.373 | 2.662 | 1.076 | 59.522 | 2.647 | 0 | 0 | 1 | 4.797 | 2.663 | 1.379 | 59.894 | 3.288 | 1 | 4.391 | 0 | 0 | 23608.05
PI8008-912.1 | PI8008-912 | PI8008-889 | 1 | 675 | Rainfall_100yr | Rainfall | 0 | 0 | 24353.44 | 5.608 | 2.2414 | 0.71 | 59.386 | 2.013 | 0 | 0 | 1 | 5.361 | 2.2416 | 1.343 | 59.485 | 3.104 | 1 | 4.391 | 0 | 0 | 24353.44
PI801101-48.1 | PI801101-48 | PI8011-339 | 1 | 675 | Rainfall_100yr | Rainfall | 0 | 0 | 21533.86 | 2.108 | 3.1421 | 0.982 | 64.068 | 3.567 | 0 | 0 | 2 | 2.243 | 3.138 | 0.901 | 64.426 | 3.522 | 2 | 2.442 | 0 | 0 | 21533.88
PI900502-762.1 | PI900502-762 | PI900502-694 | 1 | 675 | Rainfall_100yr | Rainfall | 0 | 0 | 27380.25 | 3.148 | 2.9693 | 0.557 | 68.659 | 3.119 | 0 | 0 | 2 | 3.454 | 2.9693 | 0.629 | 69.119 | 3.054 | 2 | 1.76 | 0 | 0 | 27380.25
PI9002-771.1 | PI9002-771 | PI9002-731 | 1 | 675 | Rainfall_100yr | Rainfall | 0 | 0 | 53260.5 | 5.676 | 3.1254 | 0.957 | 59.508 | 3.546 | 0 | 0 | 2 | 5.699 | 3.2977 | 1.089 | 59.82 | 3.837 | 2 | 3.012 | 0 | 0 | 53260.52
PI9003-11.1 | PI9003-11 | PI9000-4521 | 1 | 675 | Rainfall_100yr | Rainfall | 0 | 0 | 35179.02 | 8.298 | 9.7884 | 0.388 | 61.851 | 8.978 | 0 | 0 | 2 | 8.277 | 9.787 | 0.359 | 61.719 | 8.514 | 2 | 1.872 | 0 | 0 | 35179.67
PI7803-1524.1 | PI7803-1524 | PI7803-1248 | 1 | 675 | Rainfall_100yr | Rainfall | 0 | 0 | 109092.58 | 4.675 | 2.1338 | 0.578 | 33.902 | 2.377 | 0 | 0 | 2 | 3.803 | 2.1822 | 0.62 | 34.936 | 2.358 | 2 | 1.687 | 0 | 0 | 109303.07
PI7804-1288.1 | PI7804-1288 | PI7804-754 | 1 | 675 | Rainfall_100yr | Rainfall | 0 | 0 | 22463.95 | 6.45 | 0.99757 | 0.158 | 38.125 | 0.865 | 0 | 0 | 1 | 4.44 | 1.001 | 0.844 | 38.39 | 2.417 | 1 | 2.323 | 0 | 0 | 22463.98
PI7809-341.1 | PI7809-341 | PI7809-11 | 1 | 675 | Rainfall_100yr | Rainfall | 0 | 0 | 73686.17 | 8.082 | 2.7018 | 0.1 | 44.903 | 2.328 | 0 | 0 | 2 | 8.147 | 2.7992 | 0.618 | 45.81 | 2.289 | 2 | 1.799 | 0 | 0 | 73970.55
PI7715-1154.1 | PI7715-1154 | PI7715-609 | 1 | 675 | Rainfall_100yr | Rainfall | 0 | 0 | 44714.84 | 4.206 | 2.5783 | 0.845 | 53.049 | 3.249 | 0 | 0 | 2 | 3.969 | 2.6545 | 0.613 | 54.013 | 2.739 | 2 | 1.675 | 0 | 0 | 44715.18
PI7803-928.1 | PI7803-928 | PI7803-678 | 1 | 675 | Rainfall_100yr | Rainfall | 0 | 0 | 181803.64 | 4.965 | 4.5805 | 0.997 | 31.745 | 6.04 | 0 | 0 | 2 | 5.107 | 4.7005 | 0.63 | 32.575 | 4.445 | 2 | 1.687 | 0 | 0 | 181869.39
PI7809-396.1 | PI7809-396 | PI7809-341 | 1 | 675 | Rainfall_100yr | Rainfall | 0 | 0 | 76302.01 | 8.153 | 2.9725 | 0.621 | 45.86 | 2.347 | 0 | 0 | 2 | 8.371 | 2.9796 | 0.694 | 46.216 | -2.424 | 2 | 1.799 | 0 | 0 | 76347.56
PI7809-649.1 | PI7809-649 | PI7809-396 | 1 | 675 | Rainfall_100yr | Rainfall | 0 | 0 | 73814.96 | 8.384 | 2.9428 | 0.697 | 46.225 | 2.388 | 0 | 0 | 1 | 8.047 | 3.048 | 1.12 | 47.802 | 2.911 | 1 | 3.099 | 0 | 0 | 73922.8
PI7700-11022.1 | PI7700-11022 | PI7700-10687 | 1 | 675 | Rainfall_100yr | Rainfall | 0 | 0 | 92837.63 | 3.52 | 2.9372 | 0.473 | 63.344 | 3.508 | 0 | 0 | 2 | 3.613 | 3.4395 | 0.66 | 64.444 | 3.5 | 2 | 1.785 | 0 | 0 | 92933.21
PI8011-339.1 | PI8011-339 | PI8011-35 | 1 | 675 | Rainfall_100yr | Rainfall | 0 | 0 | -17852.24 | 5.943 | -1.2939 | 0.362 | 63.868 | -1.167 | 0 | 0 | 1 | 4.528 | -1.2644 | 0.873 | 63.883 | 2.252 | 1 | 2.442 | 0 | 0 | -17847.29
PI9002-731.1 | PI9002-731 | PI9002-448 | 1 | 675 | Rainfall_100yr | Rainfall | 0 | 0 | 52060.98 | 6.113 | 2.7391 | 1.102 | 57.883 | 3.627 | 0 | 0 | 1 | 5.66 | 2.7409 | 1.102 | 59.463 | 3.877 | 1 | 3.012 | 0 | 0 | 52061.08
PI7821-11.1 | PI7821-11 | PI7800-10303 | 1 | 675 | Rainfall_100yr | Rainfall | 0 | 0 | 489.75 | 3.588 | 0.47831 | 0.022 | 51.626 | 0.488 | 0 | 0 | 1 | 2.627 | 0.48897 | 0.048 | 51.631 | 0.533 | 1 | 10.368 | 0 | 0 | 489.75
PI7800-11095.1 | PI7800-11095 | PI7800-10997 | 1 | 675 | Rainfall_100yr | Rainfall | 0 | 0 | 6846.05 | 1.962 | 1.9648 | 0.68 | 52.033 | 2.929 | 0 | 0 | 2 | 1.606 | 2.0509 | 0.455 | 51.772 | 2.51 | 2 | 1.094 | 0 | 0 | 6850.15
PI7800-12051.1 | PI7800-12051 | PI7800-11982 | 1 | 675 | Rainfall_100yr | Rainfall | 0 | 0 | 24139.73 | 2.61 | 2.408 | 0.657 | 55.493 | 2.673 | 0 | 0 | 2 | 2.645 | 2.4109 | 0.692 | 55.723 | 2.652 | 2 | 1.899 | 0 | 0 | 24139.88
PI1504-48.1 | PI1504-48 | PI1500-4902 | 1 | 675 | Rainfall_100yr | Rainfall | 0 | 0 | 59949.79 | 4.941 | 5.3037 | 0.334 | 54.864 | 2.598 | 0 | 0 | 2 | 4.896 | 5.3045 | 0.59 | 54.941 | 2.598 | 2 | 5.261 | 0 | 0 | 59949.86
PI1501-3424.1 | PI1501-3424 | PI1501-3344 | 1 | 675 | Rainfall_100yr | Rainfall | 0 | 0 | 27356.8 | 2.78 | 1.706 | 0.729 | 44.579 | 2.829 | 0 | 0 | 1 | 2.678 | 1.7209 | 0.711 | 44.717 | 2.704 | 1 | 1.942 | 0 | 0 | 27356.8
PI150102-46.1 | PI150102-46 | PI150101-2216 | 1 | 675 | Rainfall_100yr | Rainfall | 0 | 0 | 35462.2 | 2.026 | 2.1498 | 0.99 | 41.557 | 2.545 | 0 | 0 | 2 | 2.082 | 2.153 | 0.497 | 41.627 | 2.47 | 2 | 0.601 | 0 | 0 | 35466.65
PI150103-37.1 | PI150103-37 | PI150101-1944 | 1 | 675 | Rainfall_100yr | Rainfall | 0 | 0 | 22646.35 | 2.27 | 1.9224 | 0.124 | 41.009 | 2.155 | 0 | 0 | 1 | 2.047 | 1.9224 | 0.707 | 41.119 | 2.186 | 1 | 3.207 | 0 | 0 | 22659.67
PI150104-39.1 | PI150104-39 | PI150101-1656 | 1 | 675 | Rainfall_100yr | Rainfall | 0 | 0 | 45467.29 | 2.372 | 2.6548 | 0.31 | 40.584 | 3.034 | 0 | 0 | 2 | 2.47 | 2.6608 | 0.47 | 40.792 | 3.021 | 2 | 1.799 | 0 | 0 | 45479.94
PI150105-39.1 | PI150105-39 | PI150101-1656 | 1 | 675 | Rainfall_100yr | Rainfall | 0 | 0 | -33641.2 | 2.372 | -3.1463 | 0.179 | 40.664 | -3.504 | 0 | 0 | 2 | 2.063 | -3.1457 | 0.196 | 40.374 | -3.588 | 2 | 0.572 | 0 | 0 | -33626.87
PI8605-33.1 | PI8605-33 | PI8600-1611 | 1 | 675 | Rainfall_100yr | Rainfall | 0 | 0 | 16542.06 | 4.168 | 1.3693 | 0.955 | 40.032 | 2.426 | 0 | 0 | 1 | 4.049 | 1.3677 | 0.892 | 40.071 | 2.31 | 1 | 2.458 | 0 | 0 | 16542.06
PI0800-16209.1 | PI0800-16209 | PI0800-16154 | 1 | 675 | Rainfall_100yr | Rainfall | 0 | 0 | 122589.45 | 4.507 | 4.9809 | 0.699 | 44.222 | 4.821 | 0 | 0 | 2 | 5.449 | 5.0102 | 0.69 | 45.285 | 4.598 | 2 | 1.809 | 0 | 0 | 122591.95
PI0800-16221.1 | PI0800-16221 | PI0800-16209 | 1 | 675 | Rainfall_100yr | Rainfall | 0 | 0 | -19602.44 | 5.519 | -4.1407 | 0.16 | 45.256 | -3.739 | 0 | 0 | 2 | 5.323 | -4.1404 | 0.163 | 45.095 | -3.782 | 2 | 1.789 | 0 | 0 | -19601.99
PI7815-492.1 | PI7815-492 | PI7815-463 | 1 | 675 | Rainfall_100yr | Rainfall | 0 | 0 | 10498.62 | 5.221 | 1.5978 | 0.13 | 49.613 | 1.469 | 0 | 0 | 1 | 4.646 | 1.62 | 0.622 | 49.68 | 1.544 | 1 | 5.278 | 0 | 0 | 10498.62
PI7814-53.1 | PI7814-53 | PI7800-8622 | 1 | 675 | Rainfall_100yr | Rainfall | 0 | 0 | 33375.99 | 4.665 | 1.9677 | 0.086 | 47.911 | 1.919 | 0 | 0 | 1 | 4.016 | 2.0497 | 0.704 | 48.065 | 2.06 | 1 | 4.367 | 0 | 0 | 33386.25
PI7817-45.1 | PI7817-45 | PI7800-8992 | 1 | 675 | Rainfall_100yr | Rainfall | 0 | 0 | -8639.67 | 4.757 | -1.6251 | 0.067 | 49.154 | -1.536 | 0 | 0 | 1 | 4.034 | -1.6243 | 0.072 | 49.074 | -1.608 | 1 | 4.272 | 0 | 0 | -8633.16
PI7816-64.1 | PI7816-64 | PI7800-8992 | 1 | 675 | Rainfall_100yr | Rainfall | 0 | 0 | 6540.52 | 4.757 | -0.88242 | 0.227 | 49.122 | -0.836 | 0 | 0 | 1 | 4.102 | -0.86727 | 0.827 | 49.107 | 1.328 | 1 | 3.554 | 0 | 0 | 6550.73
PI7820-23.1 | PI7820-23 | PI7800-8992 | 1 | 675 | Rainfall_100yr | Rainfall | 0 | 0 | 72623.76 | 4.757 | 4.4332 | 0.369 | 49.387 | 4.192 | 0 | 0 | 1 | 4.496 | 4.6419 | 1.088 | 49.805 | 4.461 | 1 | 5.957 | 0 | 0 | 72627.11
PI790103-91.1 | PI790103-91 | PI790103-32 | 1 | 675 | Rainfall_100yr | Rainfall | 0 | 0 | 5755.14 | 5.56 | 0.97659 | 0.509 | 48.782 | 0.88 | 0 | 0 | 1 | 3.826 | 0.97662 | 0.629 | 48.841 | 1.023 | 1 | 6.19 | 0 | 0 | 5755.15
PI790103-32.1 | PI790103-32 | PI7901-778 | 1 | 675 | Rainfall_100yr | Rainfall | 0 | 0 | -11517.11 | 6.689 | -2.4242 | 0.085 | 49.004 | -2.047 | 0 | 0 | 1 | 5.597 | -2.4242 | 0.516 | 48.88 | -2.179 | 1 | 6.19 | 0 | 0 | -11517.11
PI1500-7383.1 | PI1500-7383 | PI1500-7365 | 1 | 675 | Rainfall_100yr | Rainfall | 0 | 0 | 38678.96 | 8.445 | 3.5784 | 0.635 | 61.872 | 2.771 | 0 | 0 | 2 | 8.561 | 3.5792 | 0.656 | 62.038 | 2.753 | 2 | 1.874 | 0 | 0 | 38678.96
PI9600-5639.1 | PI9600-5639 | PI9600-5267 | 1 | 675 | Rainfall_100yr | Rainfall | 0 | 0 | 11370.57 | 5.338 | 2.035 | 0.627 | 105.13 | 2.237 | 0 | 0 | 2 | 5.611 | 2.1306 | 0.655 | 106.334 | 2.714 | 2 | 1.782 | 0 | 0 | 11370.71
PI6700-537.1 | PI6700-537 | PI6603-54 | 1 | 675 | Rainfall_100yr | Rainfall | 0 | 0 | 67790.29 | 3.28 | 5.1007 | 0.95 | 17.942 | 5.461 | 0 | 0 | 1 | 3.919 | 5.1912 | 0.375 | 18.493 | 5.214 | 1 | -2.768 | 0 | 0 | 67791.56
PI6700-580.1 | PI6700-580 | PI6700-537 | 1 | 675 | Rainfall_100yr | Rainfall | 0 | 0 | 37297.37 | 4.124 | -8.9706 | 0.41 | 19.226 | -9.044 | 0 | 0 | 2 | 3.459 | -6.8547 | 0.931 | 18.652 | -7.108 | 2 | 3.128 | 0 | 0 | 37298.37
PI6700-609.1 | PI6700-609 | PI6700-580 | 1 | 675 | Rainfall_100yr | Rainfall | 0 | 0 | 56964.2 | 3.371 | 3.0948 | 0.724 | 17.994 | 3.67 | 0 | 0 | 1 | 3.275 | 3.0959 | 1.056 | 18.132 | 3.672 | 1 | 3.128 | 0 | 0 | 56964.2
PI6700-842.1 | PI6700-842 | PI6700-810 | 1 | 675 | Rainfall_100yr | Rainfall | 0 | 0 | 55562.55 | 2.745 | 3.1346 | 0.77 | 19.122 | 3.647 | 0 | 0 | 2 | 2.603 | 3.1376 | 1.093 | 19.234 | 3.905 | 2 | 3.128 | 0 | 0 | 55562.55
PI6700-810.1 | PI6700-810 | PI6700-609 | 1 | 675 | Rainfall_100yr | Rainfall | 0 | 0 | 56739.99 | 3.328 | 3.1034 | 0.733 | 18.18 | 3.647 | 0 | 0 | 1 | 2.694 | 3.1193 | 1.144 | 19.105 | 4.328 | 1 | 3.128 | 0 | 0 | 56740
PI6700-950.1 | PI6700-950 | PI6700-842 | 1 | 675 | Rainfall_100yr | Rainfall | 0 | 0 | 25493.58 | 2.639 | 2.0588 | 0.342 | 19.208 | 2.269 | 0 | 0 | 1 | 2.021 | 2.4714 | 1.13 | 19.49 | 3.493 | 1 | 3.128 | 0 | 0 | 25493.59
PI6700-1185.1 | PI6700-1185 | PI6700-1018 | 1 | 675 | Rainfall_100yr | Rainfall | 0 | 0 | 24767.6 | 2.769 | 3.123 | 0.601 | 20.426 | 3.524 | 0 | 0 | 2 | 3.083 | 3.1282 | 0.669 | 21.217 | 3.316 | 2 | 1.829 | 0 | 0 | 24767.62
PI6700-1018.1 | PI6700-1018 | PI6700-950 | 1 | 675 | Rainfall_100yr | Rainfall | 0 | 0 | 26400.21 | 2.052 | 4.0974 | 0.822 | 19.669 | 4.73 | 0 | 0 | 2 | 2.652 | 4.1004 | 0.68 | 20.513 | 4.473 | 2 | 1.829 | 0 | 0 | 26400.22
PI6700-1398.1 | PI6700-1398 | PI6700-1353 | 1 | 675 | Rainfall_100yr | Rainfall | 0 | 0 | -98944.05 | 4.917 | -9.4598 | 0.402 | 23.029 | -9.077 | 0 | 0 | 2 | 1.581 | -10.6362 | 2.26 | 21.572 | -14.286 | 2 | 3.755 | 0 | 0 | -98930.13
PI6700-249.1 | PI6700-249 | PI6700-29 | 1 | 675 | Rainfall_100yr | Rainfall | 0 | 0 | 32655.32 | 9.064 | 2.5976 | 0.395 | 15.655 | 1.949 | 0 | 0 | 1 | 3.029 | 2.6042 | 1.991 | 16.925 | 4.508 | 1 | 6.468 | 0 | 0 | 32656.33
PI6603-54.1 | PI6603-54 | PI6700-249 | 1 | 675 | Rainfall_100yr | Rainfall | 0 | 0 | 21164.14 | 3.049 | 2.1088 | 0.52 | 16.895 | 2.24 | 0 | 0 | 2 | 3.268 | 2.1046 | 0.895 | 17.752 | 2.911 | 2 | 1.777 | 0 | 0 | 21164.42
PI6603-54.2 | PI6603-54 | PI6600-979 | 2 | 675 | Rainfall_100yr | Rainfall | 0 | 0 | 99213.7 | 9.4 | 5.6117 | 0.633 | 17.188 | 5.252 | 0 | 0 | 2 | 9.828 | 5.6388 | 0.649 | 17.743 | 4.895 | 2 | 1.753 | 0 | 0 | 99220.55
PI6900-4393.1 | PI6900-4393 | PI6900-4326 | 1 | 675 | Rainfall_100yr | Rainfall | 0 | 0 | 33280.41 | 7.637 | 3.0905 | 0.631 | 24.686 | 2.143 | 0 | 0 | 1 | 7.477 | 3.0859 | 0.689 | 24.695 | 2.217 | 1 | 11.325 | 0 | 0 | 33280.39
PI0804-109.1 | PI0804-109 | PI0800-6424 | 1 | 675 | Rainfall_100yr | Rainfall | 0 | 0 | 13836.79 | 12.088 | 2.9673 | 0.431 | 25.879 | 2.013 | 0 | 0 | 2 | 11.809 | 2.9754 | 0.548 | 25.869 | 1.975 | 2 | 1.774 | 0 | 0 | 13949.22
PI0804-126.1 | PI0804-126 | PI0804-109 | 1 | 675 | Rainfall_100yr | Rainfall | 0 | 0 | 14010.59 | 11.809 | 2.9877 | 0.522 | 25.869 | 1.984 | 0 | 0 | 2 | 11.769 | 2.9898 | 0.539 | 25.924 | 1.98 | 2 | 1.751 | 0 | 0 | 14027.51
PI2800-245.1 | PI2800-245 | CC0300-3128 | 1 | 675 | Rainfall_100yr | Rainfall | 0 | 0 | 0.01 | 6.482 | 0 | 0 | 50.992 | 0 | 0 | 0 | 1 | 2.993 | 0.07533 | 0.683 | 50.993 | 1.179 | 1 | 4.255 | 0 | 0 | 248.7
PI3000-106.1 | PI3000-106 | CC0300-3496 | 1 | 675 | Rainfall_100yr | Rainfall | 0 | 0 | 507385.97 | 4.772 | 21.032 | 0.618 | 48.972 | 6.178 | 0 | 0 | 2 | 5.221 | 21.0347 | 0.703 | 49.824 | 6.1 | 2 | 11.226 | 0 | 0 | 507534.81
PI3000-156.1 | PI3000-156 | PI3000-106 | 1 | 675 | Rainfall_100yr | Rainfall | 0 | 0 | 446831.47 | 5.435 | 14.5365 | 0.56 | 49.746 | 4.273 | 0 | 0 | 2 | 5.5 | 14.5382 | 0.674 | 49.941 | 4.267 | 2 | 11.453 | 0 | 0 | 446883.44
PI3400-116.1 | PI3400-116 | PI3400-63 | 1 | 675 | Rainfall_100yr | Rainfall | 0 | 0 | 129660.34 | 2.881 | 5.3591 | 0.636 | 60.565 | 2.888 | 0 | 0 | 2 | 2.837 | 5.3635 | 0.636 | 60.631 | 2.888 | 2 | 4.747 | 0 | 0 | 129660.34
PI1400-2238.1 | PI1400-2238 | PI1400-2212 | 1 | 675 | Rainfall_100yr | Rainfall | 0 | 0 | 37060.85 | 5.003 | 5.2967 | 0.995 | 38.534 | 5.186 | 0 | 0 | 2 | 5.483 | 5.3077 | 0.771 | 39.062 | 5.032 | 2 | 1.777 | 0 | 0 | 37060.85
PI1400-2492.1 | PI1400-2492 | PI1400-2238 | 1 | 675 | Rainfall_100yr | Rainfall | 0 | 0 | 35814.06 | 5.539 | 4.7246 | 0.715 | 38.934 | 4.973 | 0 | 0 | 2 | 7.059 | 5.0194 | 0.818 | 41.533 | 4.223 | 2 | 2.236 | 0 | 0 | 35814.07
PI3900-1553.1 | PI3900-1553 | PI3900-1321 | 1 | 675 | Rainfall_100yr | Rainfall | 0 | 0 | 239701.59 | 4.644 | 15.8796 | 0.719 | 67.767 | 4.64 | 0 | 0 | 2 | 5.216 | 15.8823 | 0.742 | 68.913 | 4.591 | 2 | 11.313 | 0 | 0 | 239702.47
PI3702-49.1 | PI3702-49 | PI3700-4261 | 1 | 675 | Rainfall_100yr | Rainfall | 0 | 0 | 39463.75 | 2.942 | 1.236 | 0.399 | 71.493 | 1.641 | 0 | 0 | 1 | 2.811 | 1.2414 | 0.628 | 71.505 | 1.895 | 1 | 1.921 | 0 | 0 | 39503.13
PI3700-4261.1 | PI3700-4261 | PI3700-4241 | 1 | 675 | Rainfall_100yr | Rainfall | 0 | 0 | 61429.88 | 2.999 | 1.9853 | 0.69 | 71.488 | 2.672 | 0 | 0 | 2 | 2.942 | 1.986 | 0.709 | 71.49 | 2.69 | 2 | 1.921 | 0 | 0 | 61446.11
PI8701-57.1 | PI8701-57 | PI8700-618 | 1 | 675 | Rainfall_100yr | Rainfall | 0 | 0 | -23149.86 | 3.118 | -2.5641 | 0.915 | 29.941 | -2.699 | 0 | 0 | 2 | 2.831 | -2.5616 | 0.598 | 29.71 | -2.781 | 2 | 1.761 | 0 | 0 | -23149.85
PI7701-860.1 | PI7701-860 | PI7701-807 | 1 | 675 | Rainfall_100yr | Rainfall | 0 | 0 | 81292.73 | 1.315 | 6.8782 | 1.462 | 32.646 | 9.238 | 0 | 0 | 2 | 2.391 | 6.8795 | 1.312 | 34.258 | 7.656 | 2 | 3.734 | 0 | 0 | 81292.74
PI8413-36.1 | PI8413-36 | PI8400-3539 | 1 | 675 | Rainfall_100yr | Rainfall | 0 | 0 | 32089.07 | 5.639 | 5.4888 | 0.886 | 38.478 | 4.928 | 0 | 0 | 2 | 6.423 | 5.4894 | 0.602 | 39.336 | 4.705 | 2 | 1.776 | 0 | 0 | 32089.25
PI8412-45.1 | PI8412-45 | PI8400-3539 | 1 | 675 | Rainfall_100yr | Rainfall | 0 | 0 | 27786.02 | 5.639 | 1.9536 | 0.315 | 38.142 | 1.811 | 0 | 0 | 2 | 5.498 | 1.9587 | 0.494 | 38.09 | 1.814 | 2 | 1.769 | 0 | 0 | 27786.21
PI8400-4616.1 | PI8400-4616 | PI8400-4572 | 1 | 675 | Rainfall_100yr | Rainfall | 0 | 0 | 32585.76 | 4.062 | 4.1714 | 0.832 | 41.716 | 4.122 | 0 | 0 | 2 | 4.586 | 4.1716 | 0.68 | 42.333 | 3.987 | 2 | 1.767 | 0 | 0 | 32585.76
PI7808-677.1 | PI7808-677 | PI7808-649 | 1 | 675 | Rainfall_100yr | Rainfall | 0 | 0 | -6763.33 | 3.413 | -4.2104 | 0.349 | 43.422 | -4.355 | 0 | 0 | 2 | 2.828 | -4.2106 | 0.832 | 43.086 | -4.557 | 2 | 3.573 | 0 | 0 | -6763.28
PI7808-649.1 | PI7808-649 | PI7800-5315 | 1 | 675 | Rainfall_100yr | Rainfall | 0 | 0 | 92036.46 | 9.725 | 3.4179 | 1.176 | 42.921 | 3.786 | 0 | 0 | 1 | 3.404 | 3.4242 | 1.255 | 43.136 | 5.013 | 1 | 3.573 | 0 | 0 | 92052
PI780601-26.1 | PI780601-26 | PI7806-620 | 1 | 675 | Rainfall_100yr | Rainfall | 0 | 0 | 28412.35 | 5.634 | 1.7995 | 0.217 | 40.503 | 1.648 | 0 | 0 | 1 | 5.516 | 1.7797 | 0.611 | 40.553 | 1.628 | 1 | 2.623 | 0 | 0 | 28412.35
PI780602-16.1 | PI780602-16 | PI7806-620 | 1 | 675 | Rainfall_100yr | Rainfall | 0 | 0 | 50958.64 | 5.582 | 3.1766 | 0.836 | 40.567 | 2.869 | 0 | 0 | 2 | 5.57 | 3.1768 | 0.833 | 40.692 | 2.862 | 2 | 2.643 | 0 | 0 | 50958.66
PI7806-620.1 | PI7806-620 | PI7800-4825 | 1 | 675 | Rainfall_100yr | Rainfall | 0 | 0 | 61517.06 | 9.549 | 3.4109 | 0.792 | 41.058 | 3.711 | 0 | 0 | 2 | 5.643 | 3.3756 | 0.96 | 40.515 | 3.531 | 2 | 2.623 | 0 | 0 | 61531.49
PI430101-938.1 | PI430101-938 | PI430101-592 | 1 | 675 | Rainfall_100yr | Rainfall | 0 | 0 | 40590.57 | 5.395 | 1.5649 | 0.623 | 82.638 | 1.444 | 0 | 0 | 2 | 5.294 | 1.5697 | 0.55 | 83.212 | 1.448 | 2 | 1.567 | 0 | 0 | 40590.62
PI7713-152.1 | PI7713-152 | PI7700-7335 | 1 | 675 | Rainfall_100yr | Rainfall | 0 | 0 | 12009.48 | 5.945 | 2.4574 | 0.642 | 50.053 | 2.297 | 0 | 0 | 1 | 5.065 | 2.5847 | 0.986 | 50.068 | 2.874 | 1 | 2.73 | 0 | 0 | 12009.49
PI7700-7335.1 | PI7700-7335 | PI8000-2131 | 1 | 675 | Rainfall_100yr | Rainfall | 0 | 0 | 12009.33 | 6.032 | 2.3215 | 0.405 | 50.052 | 2.167 | 0 | 0 | 1 | 5.945 | 2.3328 | 0.676 | 50.053 | 2.181 | 1 | 2.73 | 0 | 0 | 12009.47
PI7900-1280.1 | PI7900-1280 | PI7900-998 | 1 | 675 | Rainfall_100yr | Rainfall | 0 | 0 | 55250.26 | 12.699 | 4.6284 | 0.133 | 49.608 | 2.045 | 0 | 0 | 1 | 12.53 | 4.6227 | 0.648 | 50.15 | 2.04 | 1 | 5.268 | 0 | 0 | 55776.1
PI7900-998.1 | PI7900-998 | PI7809-649 | 1 | 675 | Rainfall_100yr | Rainfall | 0 | 0 | 109066.72 | 8.066 | 8.3173 | 0.96 | 47.9 | 3.774 | 0 | 0 | 1 | 12.674 | 8.5124 | 0.095 | 49.683 | 3.362 | 1 | -9.419 | 0 | 0 | 109538.09
PI8502-250.1 | PI8502-250 | PI8500-713 | 1 | 675 | Rainfall_100yr | Rainfall | 0 | 0 | 10589.65 | 6.173 | 2.6077 | 0.397 | 31.893 | 2.579 | 0 | 0 | 1 | 4.146 | 2.6699 | 0.983 | 31.897 | 2.735 | 1 | 3.209 | 0 | 0 | 10589.79
PI8702-246.1 | PI8702-246 | PI8700-942 | 1 | 675 | Rainfall_100yr | Rainfall | 0 | 0 | -35125.03 | 5.688 | -1.5012 | 0.654 | 30.006 | -1.849 | 0 | 0 | 1 | 5.882 | -1.4999 | 0.394 | 29.595 | -1.329 | 1 | -1.759 | 0 | 0 | -34903.35
PI8700-942.1 | PI8700-942 | PI8700-725 | 1 | 675 | Rainfall_100yr | Rainfall | 0 | 0 | 39206.29 | 5.684 | 1.8799 | 0.4 | 30.197 | 1.886 | 0 | 0 | 1 | 5.688 | 1.876 | 0.164 | 29.981 | 1.788 | 1 | -1.111 | 0 | 0 | 39395.3
PI8700-725.1 | PI8700-725 | PI8700-618 | 1 | 675 | Rainfall_100yr | Rainfall | 0 | 0 | 97938.46 | 3.118 | 2.5393 | 0.888 | 29.903 | 2.784 | 0 | 0 | 1 | 5.673 | 2.7895 | 0.44 | 30.24 | 2.557 | 1 | -5.114 | 0 | 0 | 98002.3
PI8700-618.1 | PI8700-618 | PI8400-1220 | 1 | 675 | Rainfall_100yr | Rainfall | 0 | 0 | 89293.4 | 4.498 | 2.6749 | 0.934 | 29.671 | 4.289 | 0 | 0 | 2 | 3.116 | 2.5736 | 0.737 | 29.833 | 2.833 | 2 | 1.78 | 0 | 0 | 89294.59
PI6905-266.1 | PI6905-266 | PI6905-222 | 1 | 675 | Rainfall_100yr | Rainfall | 0 | 0 | -15268.3 | 7.395 | -3.6559 | 0.224 | 21.752 | -2.994 | 0 | 0 | 2 | 6.9 | -3.656 | 0.448 | 21.367 | -3.09 | 2 | 1.787 | 0 | 0 | -15268.3
PI6501-45.1 | PI6501-45 | PI6500-1693 | 1 | 675 | Rainfall_100yr | Rainfall | 0 | 0 | 108847.06 | 12.322 | 9.983 | 0.187 | 16.196 | 1.748 | 0 | 0 | 1 | 5.107 | 9.9908 | 3.106 | 16.249 | 8.718 | 1 | 164.775 | 0 | 0 | 108882.98
PI650201-45.1 | PI650201-45 | PI6502-353 | 1 | 675 | Rainfall_100yr | Rainfall | 0 | 0 | 26672.96 | 2.747 | 6.1324 | 0.989 | 16.804 | 6.663 | 0 | 0 | 2 | 4.011 | 6.137 | 0.699 | 18.113 | 6.091 | 2 | 1.764 | 0 | 0 | 26673.45
PI6906-132.1 | PI6906-132 | PI6900-2880 | 1 | 675 | Rainfall_100yr | Rainfall | 0 | 0 | 13054.03 | 9.065 | 1.6631 | 0.154 | 23.017 | 1.247 | 0 | 0 | 1 | 9.005 | 1.6695 | 0.478 | 23.288 | 1.255 | 1 | 1.783 | 0 | 0 | 13054.54
PI6900-4326.1 | PI6900-4326 | PI6900-4077 | 1 | 675 | Rainfall_100yr | Rainfall | 0 | 0 | 33279.74 | 8.22 | -5.0412 | 0.224 | 24.648 | -1.726 | 0 | 0 | 1 | 7.635 | 3.1479 | 0.799 | 24.683 | 2.66 | 1 | 11.304 | 0 | 0 | 33280.41
PI6907-76.1 | PI6907-76 | PI6900-4077 | 1 | 675 | Rainfall_100yr | Rainfall | 0 | 0 | 79757.66 | 8.22 | 6.401 | 0.708 | 24.865 | 5.466 | 0 | 0 | 2 | 9.497 | 6.4145 | 0.634 | 26.307 | 4.836 | 2 | 1.781 | 0 | 0 | 79758.4
PI6501-1141.1 | PI6501-1141 | PI6501-1075 | 1 | 675 | Rainfall_100yr | Rainfall | 0 | 0 | -0.02 | 2.802 | -0.49212 | 0.587 | 16.481 | -1.27 | 0 | 0 | 1 | 2.481 | -0.06653 | 0.542 | 16.481 | -0.932 | 1 | 4.513 | 0 | 0 | 0
PI690404-541.1 | PI690404-541 | PI690403-902 | 1 | 675 | Rainfall_100yr | Rainfall | 0 | 0 | 99791.14 | 5.409 | 2.5008 | 0.515 | 24.135 | 2.584 | 0 | 0 | 2 | 5.692 | 2.5326 | 0.657 | 25.782 | 2.565 | 2 | 1.78 | 0 | 0 | 99817.73
PI6602-29.1 | PI6602-29 | PI6600-979 | 1 | 675 | Rainfall_100yr | Rainfall | 0 | 0 | 14277.94 | 9.4 | 3.2083 | 0.186 | 17.147 | 2.363 | 0 | 0 | 2 | 9.528 | 3.21 | 0.387 | 17.358 | 2.345 | 2 | 1.756 | 0 | 0 | 14282.36
PI6902-30.1 | PI6902-30 | PI6900-932 | 1 | 675 | Rainfall_100yr | Rainfall | 0 | 0 | 65292.63 | 10.136 | 5.6081 | 0.166 | 20.726 | 4.22 | 0 | 0 | 2 | 10.066 | 5.6079 | 0.294 | 20.755 | 4.081 | 2 | 1.723 | 0 | 0 | 65295.78
PI3600-131.1 | PI3600-131 | CC0300-8183 | 1 | 675 | Rainfall_100yr | Rainfall | 0 | 0 | 48746.79 | 2.802 | 4.1906 | 0.995 | 63.329 | 5.794 | 0 | 0 | 2 | 2.191 | 3.4554 | 0.807 | 63.251 | 4.061 | 2 | 2.204 | 0 | 0 | 48753.21
PI9604-472.1 | PI9604-472 | PI9604-285 | 1 | 675 | Rainfall_100yr | Rainfall | 0 | 0 | 62033.96 | 9.088 | 2.1458 | 0.557 | 96.416 | 2.877 | 0 | 0 | 1 | 8.552 | 2.1759 | 1.057 | 97.094 | 3.93 | 1 | 2.872 | 0 | 0 | 62076.6
PI8301-26.1 | PI8301-26 | PI8300-48 | 1 | 675 | Rainfall_100yr | Rainfall | 0 | 0 | 6425.83 | 5.275 | -4.6789 | 0.261 | 31.231 | -4.287 | 0 | 0 | 1 | 4.871 | -4.6789 | 0.202 | 30.783 | -4.394 | 1 | -1.697 | 0 | 0 | 6432.98
PI8201-342.1 | PI8201-342 | PI8201-299 | 1 | 675 | Rainfall_100yr | Rainfall | 0 | 0 | -14983.75 | 5.873 | -2.5164 | 0.095 | 31.787 | -2.228 | 0 | 0 | 2 | 5.645 | -2.5091 | 0.103 | 31.572 | -2.25 | 2 | 0.51 | 0 | 0 | -14977.28
PI7804-1929.1 | PI7804-1929 | PI7804-1903 | 1 | 675 | Rainfall_100yr | Rainfall | 0 | 0 | 25790.19 | 4.047 | 3.0192 | 0.599 | 40.176 | 2.986 | 0 | 0 | 2 | 4.178 | 3.0192 | 0.613 | 40.364 | 2.961 | 2 | 1.712 | 0 | 0 | 25790.19
PI7804-2269.1 | PI7804-2269 | PI7804-1979 | 1 | 675 | Rainfall_100yr | Rainfall | 0 | 0 | 10480.68 | 4.46 | 1.4977 | 0.25 | 40.665 | 1.448 | 0 | 0 | 1 | 4.261 | 1.4978 | 0.619 | 41.135 | 1.679 | 1 | 1.7 | 0 | 0 | 10480.69
PI7804-2339.1 | PI7804-2339 | PI7804-2269 | 1 | 675 | Rainfall_100yr | Rainfall | 0 | 0 | 10480.69 | 4.278 | 1.4981 | 0.544 | 41.151 | 1.539 | 0 | 0 | 1 | 4.234 | 1.4983 | 0.63 | 41.277 | 1.717 | 1 | 1.756 | 0 | 0 | 10480.7
PI110202-12.1 | PI110202-12 | PI1102-138 | 1 | 675 | Rainfall_100yr | Rainfall | 0 | 0 | -3572.67 | 10.267 | -3.0809 | 0.161 | 27.779 | -2.214 | 0 | 0 | 2 | 10.252 | -3.072 | 0.24 | 27.792 | -2.228 | 2 | 1.782 | 0 | 0 | -3562.81
PI1103-1025.1 | PI1103-1025 | PI1103-314 | 1 | 675 | Rainfall_100yr | Rainfall | 0 | 0 | 26066.72 | 5.186 | 2.0453 | 0.971 | 28.548 | 2.545 | 0 | 0 | 2 | 5.768 | 2.053 | 0.654 | 30.909 | 2.02 | 2 | 1.784 | 0 | 0 | 26066.81
PI3700-4417.1 | PI3700-4417 | PI3700-4261 | 1 | 675 | Rainfall_100yr | Rainfall | 0 | 0 | 14881.6 | 2.942 | 2.4363 | 0.516 | 71.49 | 2.661 | 0 | 0 | 2 | 2.882 | 2.4371 | 0.643 | 71.987 | 2.608 | 2 | 1.921 | 0 | 0 | 15002.04
PI820101-35.2 | PI820101-35 | PI8300-48 | 2 | 675 | Rainfall_100yr | Rainfall | 0 | 0 | 31455.7 | 4.632 | 2.8425 | 0.251 | 30.983 | 3.097 | 0 | 0 | 1 | 1.889 | 2.7862 | 1.352 | 31.911 | 4.821 | 1 | 3.757 | 0 | 0 | 31455.72
PI4600-786.1 | PI4600-786 | PI4600-574 | 1 | 675 | Rainfall_100yr | Rainfall | 0 | 0 | 19809.73 | 4.444 | 2.1603 | 0.639 | 85.4 | 2.173 | 0 | 0 | 1 | 2.915 | 2.1637 | 1.177 | 85.717 | 3.088 | 1 | 3.278 | 0 | 0 | 19809.78
PI7800-11374.1 | PI7800-11374 | PI7800-11095 | 1 | 675 | Rainfall_100yr | Rainfall | 0 | 0 | 53110.8 | 1.584 | 2.0068 | 0.433 | 51.768 | 2.372 | 0 | 0 | 1 | 1.479 | 2.0073 | 0.772 | 52.643 | 2.548 | 1 | 2.11 | 0 | 0 | 53118.78
PI8011-35.1 | PI8011-35 | PI8000-5724 | 1 | 675 | Rainfall_100yr | Rainfall | 0 | 0 | 4668.89 | 6.144 | 1.9949 | 0.559 | 63.883 | 1.75 | 0 | 0 | 1 | 5.935 | 1.9983 | 0.808 | 63.908 | 1.761 | 1 | 2.632 | 0 | 0 | 4675.31
PI7711-442.1 | PI7711-442 | PI7711-415 | 1 | 675 | Rainfall_100yr | Rainfall | 0 | 0 | 19468.72 | 4.132 | 1.6556 | 0.978 | 49.001 | 3.114 | 0 | 0 | 1 | 4.008 | 1.6724 | 0.986 | 49.018 | 3.027 | 1 | 2.573 | 0 | 0 | 19468.88
PI800101-17.1 | PI800101-17 | PI8001-385 | 1 | 675 | Rainfall_100yr | Rainfall | 0 | 0 | 6480.32 | 5.229 | -2.161 | 0.362 | 48.143 | 2.024 | 0 | 0 | 1 | 5.036 | 2.4259 | 0.827 | 48.088 | 2.29 | 1 | 3.284 | 0 | 0 | 6480.32
PI6904-2012.1 | PI6904-2012 | PI6904-1952 | 1 | 675 | Rainfall_100yr | Rainfall | 0 | 0 | -12127.94 | 4.403 | -3.7323 | 0.484 | 25.696 | -3.608 | 0 | 0 | 2 | 3.582 | -3.7321 | 0.508 | 25.045 | -3.807 | 2 | 1.783 | 0 | 0 | -12127.94
PI8702-500.1 | PI8702-500 | PI8702-246 | 1 | 675 | Rainfall_100yr | Rainfall | 0 | 0 | -31848.93 | 5.878 | -1.4215 | 0.333 | 29.576 | -1.262 | 0 | 0 | 2 | 5.637 | -1.4185 | 0.275 | 29.454 | -1.298 | 2 | 0.775 | 0 | 0 | -31616.62
PI0301-103.1 | PI0301-103 | PI0300-8763 | 1 | 675 | Rainfall_100yr | Rainfall | 0 | 0 | 98136.85 | 5.918 | 7.8235 | 1.66 | 27.865 | 10.494 | 0 | 0 | 2 | 7.114 | 8.2134 | 0.663 | 29.486 | 7.084 | 2 | 1.795 | 0 | 0 | 98137.05
PI9604-285.1 | PI9604-285 | PI9604-247 | 1 | 675 | Rainfall_100yr | Rainfall | 0 | 0 | 62019.76 | 9.021 | 2.1279 | 0.993 | 96.25 | 4.09 | 0 | 0 | 2 | 9.058 | 2.1305 | 0.732 | 96.387 | 3.345 | 2 | 1.816 | 0 | 0 | 62029.62
PI0302-456.1 | PI0302-456 | PI0300-9285 | 1 | 675 | Rainfall_100yr | Rainfall | 0 | 0 | 16642.3 | 7.211 | 2.2917 | 0.176 | 28.131 | 1.419 | 0 | 0 | 1 | 6.284 | 2.3039 | 0.544 | 28.141 | 1.446 | 1 | 2.918 | 0 | 0 | 16648.67
PI1200-75.1 | PI1200-75 | PI0800-7771 | 1 | 675 | Rainfall_100yr | Rainfall | 0 | 0 | 661928.75 | 9.984 | 38.9743 | 0.896 | 26.405 | 3.818 | 0 | 0 | 1 | 9.795 | 39.0027 | 0.717 | 26.407 | 3.821 | 1 | 50.637 | 0 | 0 | 662369.63
PI110301-45.1 | PI110301-45 | PI1103-314 | 1 | 675 | Rainfall_100yr | Rainfall | 0 | 0 | 91643.37 | 5.194 | 5.7691 | 0.972 | 28.929 | 5.33 | 0 | 0 | 2 | 6.231 | 5.7958 | 0.874 | 30.119 | 5.028 | 2 | 2.364 | 0 | 0 | 91643.37
PI1106-43.1 | PI1106-43 | PI1100-1973 | 1 | 675 | Rainfall_100yr | Rainfall | 0 | 0 | 29209.03 | 7.322 | 2.3873 | 0.14 | 31.066 | 1.988 | 0 | 0 | 2 | 7.223 | 2.2255 | 0.381 | 31.086 | 1.834 | 2 | 1.816 | 0 | 0 | 29217.54
PI120101-498.1 | PI120101-498 | PI120101-457 | 1 | 675 | Rainfall_100yr | Rainfall | 0 | 0 | 37007.18 | 3.349 | 2.156 | 1.064 | 27.09 | 3.151 | 0 | 0 | 1 | 3.108 | 2.1578 | 1.065 | 27.126 | 3.169 | 1 | 2.91 | 0 | 0 | 37007.19
PI1201-1184.1 | PI1201-1184 | PI1201-1141 | 1 | 675 | Rainfall_100yr | Rainfall | 0 | 0 | 39850.24 | 4.121 | 2.4131 | 0.717 | 27.029 | 2.672 | 0 | 0 | 2 | 4.134 | 2.4011 | 0.659 | 27.149 | 2.639 | 2 | 1.778 | 0 | 0 | 39850.25
PI110501-90.1 | PI110501-90 | PI110501-25 | 1 | 675 | Rainfall_100yr | Rainfall | 0 | 0 | 78325.52 | 8.45 | 4.3507 | 0.496 | 32.464 | 3.418 | 0 | 0 | 2 | 8.916 | 4.3516 | 0.617 | 33.139 | 3.278 | 2 | 1.769 | 0 | 0 | 78327.31
PI5200-890.1 | PI5200-890 | PI5200-591 | 1 | 675 | Rainfall_100yr | Rainfall | 0 | 0 | 19468.87 | 4.806 | 3.3323 | 0.928 | 130.578 | 4.193 | 0 | 0 | 2 | 3.03 | 3.325 | 0.963 | 130.423 | 3.761 | 2 | 2.641 | 0 | 0 | 19469.16
PI5200-591.1 | PI5200-591 | PI5200-547 | 1 | 675 | Rainfall_100yr | Rainfall | 0 | 0 | -232.75 | 6.964 | -3.8734 | 0.574 | 131.215 | 3.752 | 0 | 0 | 1 | 4.901 | -3.6709 | 2.399 | 130.83 | 7.813 | 1 | 6.859 | 0 | 0 | -232.75
PI0600-1737.1 | PI0600-1737 | PI0600-1597 | 1 | 675 | Rainfall_100yr | Rainfall | 0 | 0 | 213791.19 | 6.21 | 9.8649 | 0.515 | 49.599 | 5.022 | 0 | 0 | 2 | 6.659 | 9.8528 | 0.41 | 50.212 | 4.831 | 2 | 2.518 | 0 | 0 | 213793.39
PI0700-2964.1 | PI0700-2964 | PI0700-2604 | 1 | 675 | Rainfall_100yr | Rainfall | 0 | 0 | 50205.32 | 5.505 | -12.7242 | 0.639 | 50.955 | 1.855 | 0 | 0 | 1 | 4.145 | -7.6383 | 0.754 | 50.955 | 2.098 | 1 | 41.025 | 0 | 0 | 50328
PI5700-1355.1 | PI5700-1355 | PI5700-1276 | 1 | 675 | Rainfall_100yr | Rainfall | 0 | 0 | 32135.12 | 6.583 | 4.3317 | 0.504 | 48.202 | 3.758 | 0 | 0 | 1 | 5.754 | 4.3929 | 1.773 | 49.397 | 4.347 | 1 | 5.661 | 0 | 0 | 32135.37
PI0600-3099.1 | PI0600-3099 | PI0600-2796 | 1 | 675 | Rainfall_100yr | Rainfall | 0 | 0 | 21917.06 | 6.759 | 1.2456 | 0.857 | 52.253 | 2.113 | 0 | 0 | 1 | 5.417 | 1.2481 | 0.96 | 52.584 | 2.586 | 1 | 2.644 | 0 | 0 | 21917.1
PI0600-3154.1 | PI0600-3154 | PI0600-3099 | 1 | 675 | Rainfall_100yr | Rainfall | 0 | 0 | 21948.35 | 5.425 | 1.2494 | 0.71 | 52.594 | 2.108 | 0 | 0 | 1 | 5.152 | 1.2499 | 1.004 | 52.662 | 2.715 | 1 | 2.804 | 0 | 0 | 21948.36
PI0600-2796.1 | PI0600-2796 | PI0600-2725 | 1 | 675 | Rainfall_100yr | Rainfall | 0 | 0 | 19551.54 | 7.187 | 1.2215 | 0.313 | 52.237 | 1.022 | 0 | 0 | 1 | 6.759 | 1.222 | 0.949 | 52.239 | 2.261 | 1 | 2.775 | 0 | 0 | 19551.55
PI5808-32.1 | PI5808-32 | PI5800-2581 | 1 | 675 | Rainfall_100yr | Rainfall | 0 | 0 | 35142.69 | 6.1 | 3.5922 | 0.294 | 54.156 | 3.167 | 0 | 0 | 2 | 6.084 | 3.6033 | 0.86 | 54.44 | 3.162 | 2 | 3.266 | 0 | 0 | 35154.63
PI5814-33.1 | PI5814-33 | PI5800-3962 | 1 | 675 | Rainfall_100yr | Rainfall | 0 | 0 | 47578.46 | 11.144 | 5.439 | 0.202 | 60.387 | 3.725 | 0 | 0 | 1 | 8.713 | 5.4375 | 3.249 | 61.124 | 7.225 | 1 | 10.999 | 0 | 0 | 47579.82
PI5807-81.1 | PI5807-81 | PI5800-2365 | 1 | 675 | Rainfall_100yr | Rainfall | 0 | 0 | 29862.47 | 6.308 | 4.3899 | 0.256 | 53.623 | 4.386 | 0 | 0 | 2 | 6.195 | 4.3781 | 0.546 | 53.714 | 4.083 | 2 | 1.766 | 0 | 0 | 29892.09
PI5811-210.1 | PI5811-210 | PI5800-2752 | 1 | 675 | Rainfall_100yr | Rainfall | 0 | 0 | 70769.24 | 9.149 | 5.1237 | 0.211 | 54.454 | 4.813 | 0 | 0 | 2 | 6.912 | 5.6957 | 1.127 | 55.993 | 5.045 | 2 | 4.698 | 0 | 0 | 70907.56
PI5803-86.1 | PI5803-86 | PI5800-1547 | 1 | 675 | Rainfall_100yr | Rainfall | 0 | 0 | 73704.53 | 8.489 | 7.0338 | 0.355 | 50.422 | 6.741 | 0 | 0 | 2 | 6.128 | 7.4454 | 2.104 | 51.059 | 7.007 | 2 | 6.6 | 0 | 0 | 73707.97
PI5809-80.1 | PI5809-80 | PI5800-2581 | 1 | 675 | Rainfall_100yr | Rainfall | 0 | 0 | 29163.96 | 6.1 | 3.9137 | 0.419 | 54.046 | 3.832 | 0 | 0 | 1 | 4.396 | 3.9041 | 1.455 | 54.095 | 4.011 | 1 | 5.276 | 0 | 0 | 29169.7
PI7813-52.1 | PI7813-52 | PI7800-8035 | 1 | 675 | Rainfall_100yr | Rainfall | 0 | 0 | 13417.82 | 4.312 | 3.0663 | 0.489 | 46.168 | 3.296 | 0 | 0 | 2 | 4.002 | 3.1498 | 0.574 | 45.988 | 3.279 | 2 | 1.783 | 0 | 0 | 13439.05
PI7812-39.1 | PI7812-39 | PI7800-7141 | 1 | 675 | Rainfall_100yr | Rainfall | 0 | 0 | 6470.86 | 5.271 | 0.92559 | 0.037 | 45.608 | 0.854 | 0 | 0 | 1 | 5.191 | 0.92269 | 0.135 | 45.629 | 0.855 | 1 | 1.814 | 0 | 0 | 6492.72
PI7811-16.1 | PI7811-16 | PI7800-7113 | 1 | 675 | Rainfall_100yr | Rainfall | 0 | 0 | 8000.2 | 5.252 | 0.84741 | 0.161 | 45.57 | 0.779 | 0 | 0 | 1 | 5.221 | 0.84369 | 0.165 | 45.579 | 0.777 | 1 | 1.776 | 0 | 0 | 8009.76
PI7810-35.1 | PI7810-35 | PI7800-6369 | 1 | 675 | Rainfall_100yr | Rainfall | 0 | 0 | 50118.19 | 5.381 | 4.3476 | 0.515 | 44.955 | 4.299 | 0 | 0 | 2 | 5.345 | 4.3574 | 0.615 | 45.016 | 4.187 | 2 | 1.808 | 0 | 0 | 50134.73
PI1506-549.1 | PI1506-549 | PI1506-356 | 1 | 675 | Rainfall_100yr | Rainfall | 0 | 0 | 6053.47 | 1.801 | 1.3237 | 0.881 | 57.395 | 1.827 | 0 | 0 | 1 | 0.655 | 1.3704 | 1.142 | 57.748 | 3.328 | 1 | 3.087 | 0 | 0 | 6053.47
PI1506-356.1 | PI1506-356 | PI1500-5731 | 1 | 675 | Rainfall_100yr | Rainfall | 0 | 0 | 6053.38 | 4.026 | 1.3201 | 0.486 | 56.917 | 1.313 | 0 | 0 | 1 | 1.795 | 1.3216 | 0.981 | 57.389 | 1.975 | 1 | 3.087 | 0 | 0 | 6053.47
PI110204-12.1 | PI110204-12 | PI1102-679 | 1 | 675 | Rainfall_100yr | Rainfall | 0 | 0 | 19112.13 | 3.537 | 1.5406 | 0.791 | 28.361 | 1.944 | 0 | 0 | 1 | 3.348 | 1.5407 | 1.295 | 28.387 | 3.224 | 1 | 4.762 | 0 | 0 | 19112.13
PI110203-41.1 | PI110203-41 | PI1102-290 | 1 | 675 | Rainfall_100yr | Rainfall | 0 | 0 | 21583.01 | 9.928 | 1.4899 | 0.375 | 27.782 | 1.091 | 0 | 0 | 1 | 9.792 | 1.4904 | 0.661 | 27.796 | 1.259 | 1 | 2.163 | 0 | 0 | 21614.96
PI110201-32.1 | PI110201-32 | PI1102-138 | 1 | 675 | Rainfall_100yr | Rainfall | 0 | 0 | -44858.82 | 10.267 | -4.0228 | 0.239 | 27.86 | -2.84 | 0 | 0 | 2 | 9.786 | -3.9932 | 0.435 | 27.427 | -2.886 | 2 | 1.782 | 0 | 0 | -44832.56
PI1102-469.1 | PI1102-469 | PI1102-290 | 1 | 675 | Rainfall_100yr | Rainfall | 0 | 0 | 16501.08 | 9.928 | 1.3727 | 0.243 | 27.782 | 0.999 | 0 | 0 | 1 | 6.823 | 1.3763 | 1.178 | 27.866 | 2.372 | 1 | 4.762 | 0 | 0 | 16526.87
PI1102-679.1 | PI1102-679 | PI1102-469 | 1 | 675 | Rainfall_100yr | Rainfall | 0 | 0 | 19112.11 | 6.826 | 1.5377 | 0.876 | 27.887 | 1.837 | 0 | 0 | 1 | 3.508 | 1.5392 | 1.493 | 28.332 | 3.523 | 1 | 4.762 | 0 | 0 | 19112.13
PI0807-113.1 | PI0807-113 | PI0800-10107 | 1 | 675 | Rainfall_100yr | Rainfall | 0 | 0 | 25792.59 | 8.422 | -1.494 | 0.332 | 27.959 | 1.19 | 0 | 0 | 1 | 8.222 | 1.4953 | 0.566 | 28.042 | 1.199 | 1 | 1.773 | 0 | 0 | 25796.04
PI0808-124.1 | PI0808-124 | PI0800-10484 | 1 | 675 | Rainfall_100yr | Rainfall | 0 | 0 | 26030.78 | 6.225 | 2.8028 | 0.965 | 28.283 | 2.568 | 0 | 0 | 2 | 6.395 | 2.8056 | 0.821 | 28.981 | 2.409 | 2 | 2.26 | 0 | 0 | 26030.79
PI030301-107.1 | PI030301-107 | PI0303-539 | 1 | 675 | Rainfall_100yr | Rainfall | 0 | 0 | 37074.13 | 6.813 | 2.7721 | 0.29 | 31.31 | 2.416 | 0 | 0 | 1 | 4.571 | 2.7721 | 1.901 | 31.558 | 5.78 | 1 | 5.429 | 0 | 0 | 37074.31
PI030301-248.1 | PI030301-248 | PI030301-107 | 1 | 675 | Rainfall_100yr | Rainfall | 0 | 0 | 39754.87 | 4.59 | 2.8829 | 0.927 | 31.649 | 3.316 | 0 | 0 | 2 | 5.07 | 2.8843 | 0.72 | 32.56 | 2.915 | 2 | 1.965 | 0 | 0 | 39755.09
PI030601-137.1 | PI030601-137 | PI0306-84 | 1 | 675 | Rainfall_100yr | Rainfall | 0 | 0 | 42896.18 | 6.149 | 3.7984 | 0.515 | 31.882 | 3.369 | 0 | 0 | 2 | 6.784 | 3.807 | 0.981 | 33.297 | 3.231 | 2 | 2.706 | 0 | 0 | 42896.19
PI0306-660.1 | PI0306-660 | PI0306-538 | 1 | 675 | Rainfall_100yr | Rainfall | 0 | 0 | 22543.15 | 4.914 | 2.2888 | 0.929 | 31.802 | 2.637 | 0 | 0 | 2 | 5.167 | 2.2958 | 0.586 | 32.294 | 2.182 | 2 | 1.58 | 0 | 0 | 22543.42
PI030602-69.1 | PI030602-69 | PI0306-538 | 1 | 675 | Rainfall_100yr | Rainfall | 0 | 0 | 5990.83 | 4.914 | 1.1381 | 0.292 | 31.738 | 1.087 | 0 | 0 | 1 | 4.762 | 1.1448 | 0.541 | 31.757 | 1.307 | 1 | 1.766 | 0 | 0 | 5991.03
PI0306-538.1 | PI0306-538 | PI0306-495 | 1 | 675 | Rainfall_100yr | Rainfall | 0 | 0 | 30875.45 | 5.007 | 3.7388 | 0.541 | 31.394 | 3.481 | 0 | 0 | 1 | 4.881 | 3.7387 | 1.433 | 31.893 | 3.967 | 1 | 4.279 | 0 | 0 | 30875.45
PI0308-132.1 | PI0308-132 | PI0300-10656 | 1 | 675 | Rainfall_100yr | Rainfall | 0 | 0 | 17584.56 | 4.731 | 2.3668 | 0.165 | 32.594 | 2.248 | 0 | 0 | 1 | 6.199 | 2.3702 | 0.087 | 33.134 | 2.06 | 1 | -2.977 | 0 | 0 | 17650.47
PI1500-3731.1 | PI1500-3731 | PI1500-3506 | 1 | 675 | Rainfall_100yr | Rainfall | 0 | 0 | 902390.06 | 11.615 | 22.8486 | 0.701 | 49.975 | 6.178 | 0 | 0 | 2 | 11.691 | 22.8919 | 0.749 | 50.776 | 6 | 2 | 11.288 | 0 | 0 | 902474.06
PI1500-3506.1 | PI1500-3506 | PI1500-3263 | 1 | 675 | Rainfall_100yr | Rainfall | 0 | 0 | 902293.63 | 11.606 | 22.8519 | 0.68 | 49.353 | 6.41 | 0 | 0 | 2 | 11.593 | 22.8501 | 0.748 | 49.953 | 6.19 | 2 | 11.333 | 0 | 0 | 902385.31
PI6608-40.1 | PI6608-40 | PI6600-5967 | 1 | 675 | Rainfall_100yr | Rainfall | 0 | 0 | 58219.13 | 8.055 | 5.0357 | 0.959 | 24.65 | 4.218 | 0 | 0 | 2 | 8.614 | 5.0437 | 0.703 | 25.301 | 3.919 | 2 | 1.786 | 0 | 0 | 58219.22
PI660503-283.1 | PI660503-283 | PI6605-1086 | 1 | 675 | Rainfall_100yr | Rainfall | 0 | 0 | 20468.92 | 7.69 | 2.1018 | 0.787 | 23.334 | 1.808 | 0 | 0 | 2 | 7.132 | 2.153 | 0.654 | 23.499 | 2.151 | 2 | 1.783 | 0 | 0 | 20468.94
PI6607-40.1 | PI6607-40 | PI6600-5377 | 1 | 675 | Rainfall_100yr | Rainfall | 0 | 0 | 22061.22 | 8.604 | 2.0076 | 0.183 | 23.4 | 1.546 | 0 | 0 | 2 | 8.509 | 2.008 | 0.413 | 23.406 | 1.544 | 2 | 1.78 | 0 | 0 | 22061.31
PI1000-3317.1 | PI1000-3317 | PI1000-2929 | 1 | 675 | Rainfall_100yr | Rainfall | 0 | 0 | 5.86 | 0.987 | 0.10689 | 0.068 | 22.487 | 0.231 | 0 | 0 | 0.99 | 0.071 | 0.00439 | 0.141 | 23.072 | 0.176 | 1 | 2.214 | 0 | 0 | 5.86
PI1003-366.1 | PI1003-366 | PI1003-93 | 1 | 675 | Rainfall_100yr | Rainfall | 0 | 0 | 41836.25 | 3.772 | 2.576 | 0.49 | 21.787 | 2.663 | 0 | 0 | 1 | 2.834 | 2.5774 | 1.248 | 21.903 | 2.789 | 1 | 4.582 | 0 | 0 | 41881.26
PI1001-552.1 | PI1001-552 | PI1001-505 | 1 | 675 | Rainfall_100yr | Rainfall | 0 | 0 | 54833.95 | 3.15 | 2.947 | 0.759 | 22.71 | 3.258 | 0 | 0 | 1 | 2.791 | 2.948 | 1.265 | 22.856 | 3.84 | 1 | 3.672 | 0 | 0 | 54833.95
PI1001-505.1 | PI1001-505 | PI1001-23 | 1 | 675 | Rainfall_100yr | Rainfall | 0 | 0 | 60241.22 | 3.075 | 2.8029 | 0.964 | 22.156 | 3.017 | 0 | 0 | 2 | 3.114 | 2.8182 | 0.884 | 22.74 | 2.997 | 2 | 2.436 | 0 | 0 | 60241.54
PI100301-195.1 | PI100301-195 | PI1003-93 | 1 | 675 | Rainfall_100yr | Rainfall | 0 | 0 | -14059.08 | 3.772 | -2.4599 | 0.933 | 21.848 | -2.518 | 0 | 0 | 1 | 3.086 | -2.4593 | 1.161 | 21.664 | -2.649 | 1 | 3.494 | 0 | 0 | -14016.62
PI1007-352.1 | PI1007-352 | PI1000-2929 | 1 | 675 | Rainfall_100yr | Rainfall | 0 | 0 | 41740.23 | 1.487 | 1.88 | 0.481 | 22.561 | 2.248 | 0 | 0 | 2 | 1.949 | 1.8822 | 0.492 | 23.519 | 2.163 | 2 | 1.342 | 0 | 0 | 41740.25
PI1000-2929.1 | PI1000-2929 | PI1000-2708 | 1 | 675 | Rainfall_100yr | Rainfall | 0 | 0 | 41946.11 | 1.187 | 1.8595 | 0.771 | 21.952 | 2.906 | 0 | 0 | 2 | 1.474 | 1.8612 | 0.495 | 22.549 | 2.226 | 2 | 1.342 | 0 | 0 | 41946.13
PI7804-1613.1 | PI7804-1613 | PI7804-1335 | 1 | 675 | Rainfall_100yr | Rainfall | 0 | 0 | 26549.76 | 4.292 | 2.0876 | 0.694 | 38.494 | 2.143 | 0 | 0 | 1 | 4.08 | 2.0877 | 0.851 | 39.467 | 2.618 | 1 | 2.323 | 0 | 0 | 26549.79
PI7804-1335.1 | PI7804-1335 | PI7804-1288 | 1 | 675 | Rainfall_100yr | Rainfall | 0 | 0 | 22985.92 | 4.444 | 1.0616 | 0.669 | 38.4 | 2.06 | 0 | 0 | 1 | 4.286 | 1.0616 | 0.829 | 38.439 | 2.423 | 1 | 2.323 | 0 | 0 | 22985.93
PI8201-299.1 | PI8201-299 | PI8200-631 | 1 | 675 | Rainfall_100yr | Rainfall | 0 | 0 | 115716.3 | 5.116 | 3.6549 | 0.54 | 30.936 | 4.416 | 0 | 0 | 2 | 5.864 | 3.6568 | 0.287 | 31.759 | 3.524 | 2 | 0.51 | 0 | 0 | 115761.27
PI830101-77.1 | PI830101-77 | PI8301-26 | 1 | 675 | Rainfall_100yr | Rainfall | 0 | 0 | 17339.12 | 4.82 | 1.9474 | 0.341 | 30.451 | 1.89 | 0 | 0 | 1 | 2.372 | 1.9436 | 2.033 | 30.395 | 5.177 | 1 | 6.27 | 0 | 0 | 17340.79
PI8301-168.1 | PI8301-168 | PI8301-26 | 1 | 675 | Rainfall_100yr | Rainfall | 0 | 0 | 53676.43 | 4.82 | 2.2036 | 0.389 | 30.486 | 2.229 | 0 | 0 | 1 | 5.579 | 2.2158 | 0.094 | 30.919 | 2.12 | 1 | -1.697 | 0 | 0 | 53742.54
PI8703-77.1 | PI8703-77 | PI8700-942 | 1 | 675 | Rainfall_100yr | Rainfall | 0 | 0 | 12742.8 | 5.688 | 1.6861 | 0.425 | 29.987 | 1.598 | 0 | 0 | 1 | 5.467 | 1.7282 | 0.622 | 29.954 | 1.636 | 1 | 1.771 | 0 | 0 | 12810.1
PI8401-66.1 | PI8401-66 | PI8400-1220 | 1 | 675 | Rainfall_100yr | Rainfall | 0 | 0 | 43872.14 | 4.498 | 2.0179 | 0.605 | 29.697 | 2.012 | 0 | 0 | 2 | 4.457 | 2.0194 | 0.64 | 29.837 | 2.047 | 2 | 1.805 | 0 | 0 | 43872.37
PI8402-71.1 | PI8402-71 | PI8400-1220 | 1 | 675 | Rainfall_100yr | Rainfall | 0 | 0 | 11370.76 | 4.498 | 1.0804 | 0.097 | 29.683 | 1.039 | 0 | 0 | 1 | 4.377 | 1.0867 | 0.237 | 29.743 | 1.052 | 1 | 1.792 | 0 | 0 | 11371
PI7805-11.1 | PI7805-11 | PI7800-4020 | 1 | 675 | Rainfall_100yr | Rainfall | 0 | 0 | -2.83 | 9.842 | -0.03442 | 0.007 | 37.842 | -0.039 | 0 | 0 | 1 | 7.842 | -0.0323 | 0.005 | 37.842 | -0.028 | 1 | 15.334 | 0 | 0 | 0
PI6802-69.1 | PI6802-69 | PI6800-992 | 1 | 675 | Rainfall_100yr | Rainfall | 0 | 0 | 25963.71 | 8.946 | 4.5999 | 0.892 | 22.619 | 3.503 | 0 | 0 | 2 | 9.851 | 4.6116 | 0.578 | 23.707 | 3.344 | 2 | 1.767 | 0 | 0 | 25964.03
PI6803-67.1 | PI6803-67 | PI6800-1462 | 1 | 675 | Rainfall_100yr | Rainfall | 0 | 0 | 7461.69 | 8.785 | 1.3619 | 0.206 | 24.21 | 1.113 | 0 | 0 | 1 | 8.649 | 1.3624 | 0.394 | 24.246 | 1.107 | 1 | 1.798 | 0 | 0 | 7462.01
PI6804-13.1 | PI6804-13 | PI6800-1857 | 1 | 675 | Rainfall_100yr | Rainfall | 0 | 0 | -2491.18 | 9.618 | -3.4939 | 0.098 | 26.658 | -2.538 | 0 | 0 | 2 | 9.462 | -3.4939 | 0.106 | 26.533 | -2.557 | 2 | 1.704 | 0 | 0 | -2491.03
PI7709-46.1 | PI7709-46 | PI7700-5454 | 1 | 675 | Rainfall_100yr | Rainfall | 0 | 0 | 20028.23 | 5.357 | 2.1654 | 0.086 | 44.403 | 1.981 | 0 | 0 | 2 | 5.4 | 2.1646 | 0.088 | 44.568 | 1.974 | 2 | 1.811 | 0 | 0 | 20040.19
PI780702-14.1 | PI780702-14 | PI7807-1258 | 1 | 675 | Rainfall_100yr | Rainfall | 0 | 0 | -1974.84 | 4.18 | -0.50887 | 0.049 | 43.884 | -0.499 | 0 | 0 | 1 | 3.879 | -0.50887 | 0.244 | 43.883 | -0.509 | 1 | 5.217 | 0 | 0 | -1974.84
PI7804-1979.1 | PI7804-1979 | PI7804-1929 | 1 | 675 | Rainfall_100yr | Rainfall | 0 | 0 | 25790.19 | 4.201 | 3.0191 | 0.587 | 40.387 | 2.957 | 0 | 0 | 2 | 4.438 | 3.0191 | 0.648 | 40.749 | 2.912 | 2 | 1.817 | 0 | 0 | 25790.2
PI780403-40.1 | PI780403-40 | PI7804-1979 | 1 | 675 | Rainfall_100yr | Rainfall | 0 | 0 | 14650.31 | 4.64 | 1.5411 | 0.198 | 40.655 | 1.484 | 0 | 0 | 1 | 3.682 | 1.5432 | 1.741 | 40.699 | 3.974 | 1 | 5.635 | 0 | 0 | 14650.69
PI7804-1903.1 | PI7804-1903 | PI7804-1613 | 1 | 675 | Rainfall_100yr | Rainfall | 0 | 0 | 23336.42 | 4.113 | 1.7433 | 0.591 | 39.472 | 1.965 | 0 | 0 | 2 | 4.04 | 1.741 | 0.628 | 40.073 | 2.108 | 2 | 1.712 | 0 | 0 | 23336.43
PI1103-1099.1 | PI1103-1099 | PI1103-1025 | 1 | 675 | Rainfall_100yr | Rainfall | 0 | 0 | 8580.02 | 5.793 | 1.1791 | 0.26 | 30.883 | 1.061 | 0 | 0 | 1 | 5.617 | 1.1938 | 0.529 | 30.887 | 1.193 | 1 | 1.767 | 0 | 0 | 8580.04
PI1503-3327.1 | PI1503-3327 | PI1503-2989 | 1 | 675 | Rainfall_100yr | Rainfall | 0 | 0 | 82112.7 | 3.74 | 2.6841 | 0.974 | 59.081 | 3.514 | 0 | 0 | 2 | 3.445 | 2.6765 | 0.67 | 59.629 | 3.034 | 2 | 1.777 | 0 | 0 | 82191.09
PI690402-57.1 | PI690402-57 | PI6904-749 | 1 | 675 | Rainfall_100yr | Rainfall | 0 | 0 | 50380.68 | 6.597 | 2.5273 | 0.255 | 23.423 | 2.224 | 0 | 0 | 2 | 6.541 | 2.529 | 0.459 | 23.515 | 2.206 | 2 | 1.773 | 0 | 0 | 50381.85
PI8513-55.1 | PI8513-55 | PI8500-2345 | 1 | 675 | Rainfall_100yr | Rainfall | 0 | 0 | 19566.2 | 3.334 | 2.4426 | 0.117 | 38.34 | 2.535 | 0 | 0 | 1 | 3.01 | 2.4431 | 0.542 | 38.614 | 2.591 | 1 | 3.685 | 0 | 0 | 19573.36
PI8514-59.1 | PI8514-59 | PI8500-2345 | 1 | 675 | Rainfall_100yr | Rainfall | 0 | 0 | 37761.27 | 2.874 | 2.2631 | 0.688 | 38.338 | 2.423 | 0 | 0 | 1 | 2.499 | 2.2632 | 1.149 | 38.595 | 2.712 | 1 | 3.685 | 0 | 0 | 37761.28
PI7820-91.1 | PI7820-91 | PI7800-9775 | 1 | 675 | Rainfall_100yr | Rainfall | 0 | 0 | -8907.37 | 4.596 | -1.8669 | 0.211 | 51.176 | -1.784 | 0 | 0 | 1 | 2.926 | -1.8672 | 1.352 | 51.046 | 2.711 | 1 | 5.336 | 0 | 0 | -8907.37
PI7820-137.1 | PI7820-137 | PI7820-91 | 1 | 675 | Rainfall_100yr | Rainfall | 0 | 0 | -4139.88 | 2.897 | -1.4953 | 0.899 | 50.967 | 1.878 | 0 | 0 | 1 | 1.872 | -1.4961 | 1.39 | 50.975 | 2.85 | 1 | 5.336 | 0 | 0 | -4139.87
PI9005-1077.1 | PI9005-1077 | PI9005-769 | 1 | 675 | Rainfall_100yr | Rainfall | 0 | 0 | 32387.04 | 9.289 | 2.7897 | 0.093 | 70.214 | 2.27 | 0 | 0 | 2 | 9.291 | 2.7832 | 0.214 | 71.16 | 2.15 | 2 | 1.958 | 0 | 0 | 32640.6
PI9005-1340.1 | PI9005-1340 | PI9005-1077 | 1 | 675 | Rainfall_100yr | Rainfall | 0 | 0 | 29254.5 | 9.311 | 2.3564 | 0.228 | 71.169 | 1.828 | 0 | 0 | 2 | 9.217 | 2.3469 | 0.466 | 71.875 | 1.784 | 2 | 1.964 | 0 | 0 | 29386.55
PI9005-1677.1 | PI9005-1677 | PI9005-1478 | 1 | 675 | Rainfall_100yr | Rainfall | 0 | 0 | 41721.94 | 9.325 | 3.6805 | 0.439 | 72.401 | 2.727 | 0 | 0 | 2 | 10.743 | 3.6799 | 0.604 | 74.463 | 2.541 | 2 | 2.038 | 0 | 0 | 41721.94
PI9005-1478.1 | PI9005-1478 | PI9005-1340 | 1 | 675 | Rainfall_100yr | Rainfall | 0 | 0 | 29664.56 | 9.237 | 2.3361 | 0.437 | 71.899 | 1.773 | 0 | 0 | 2 | 9.309 | 2.3332 | 0.469 | 72.311 | 1.746 | 2 | 1.769 | 0 | 0 | 29669.35
PI3806-76.1 | PI3806-76 | PI3800-3475 | 1 | 675 | Rainfall_100yr | Rainfall | 0 | 0 | 1627.86 | 7.465 | -5.2326 | 0.264 | 72.832 | -4.37 | 0 | 0 | 2 | 7.112 | -5.2287 | 0.881 | 72.452 | -4.868 | 2 | 1.784 | 0 | 0 | 1628.65
PI8405-32.1 | PI8405-32 | PI8400-1891 | 1 | 675 | Rainfall_100yr | Rainfall | 0 | 0 | 25043.08 | 4.679 | 2.69 | 0.206 | 31.217 | 2.563 | 0 | 0 | 2 | 4.813 | 2.6982 | 0.383 | 31.43 | 2.553 | 2 | 1.78 | 0 | 0 | 25043.26
PI8404-44.1 | PI8404-44 | PI8400-1646 | 1 | 675 | Rainfall_100yr | Rainfall | 0 | 0 | 22773.16 | 4.426 | 1.9071 | 0.119 | 30.229 | 1.841 | 0 | 0 | 2 | 4.457 | 1.9071 | 0.374 | 30.361 | 1.839 | 2 | 1.779 | 0 | 0 | 22773.35
PI8606-39.1 | PI8606-39 | PI8600-2143 | 1 | 675 | Rainfall_100yr | Rainfall | 0 | 0 | 15872.26 | 4.111 | 1.8463 | 0.967 | 42.431 | 2.678 | 0 | 0 | 1 | 3.936 | 1.8461 | 0.899 | 42.444 | 2.516 | 1 | 2.458 | 0 | 0 | 15872.26
PI8102-299.1 | PI8102-299 | PI8102-288 | 1 | 675 | Rainfall_100yr | Rainfall | 0 | 0 | -19871.85 | 3.091 | -3.8751 | 0.189 | 55.311 | -4.086 | 0 | 0 | 2 | 2.914 | -3.875 | 0.193 | 55.18 | -4.137 | 2 | 2.106 | 0 | 0 | -19871.85
PI8006-417.1 | PI8006-417 | PI8006-360 | 1 | 675 | Rainfall_100yr | Rainfall | 0 | 0 | 43967.86 | 5.391 | 3.1783 | 0.385 | 51.53 | 3.054 | 0 | 0 | 1 | 5.6 | 3.2083 | 0.183 | 51.633 | 2.977 | 1 | -1.552 | 0 | 0 | 44011.07
PI7714-20.1 | PI7714-20 | PI7700-7624 | 1 | 675 | Rainfall_100yr | Rainfall | 0 | 0 | 40722.46 | 3.656 | 8.5403 | 0.548 | 49.167 | 9.215 | 0 | 0 | 2 | 3.59 | 8.5431 | 1.331 | 50.215 | 8.788 | 2 | 5.601 | 0 | 0 | 40724.5
PI8010-37.1 | PI8010-37 | PI8000-4377 | 1 | 675 | Rainfall_100yr | Rainfall | 0 | 0 | 18559.92 | 3.53 | 2.6305 | 0.123 | 55.742 | 2.693 | 0 | 0 | 2 | 3.644 | 2.6302 | 0.204 | 55.945 | 2.672 | 2 | 1.76 | 0 | 0 | 18569.31
PI8009-47.1 | PI8009-47 | PI8000-4053 | 1 | 675 | Rainfall_100yr | Rainfall | 0 | 0 | 15900.4 | 1.913 | 2.4035 | 0.139 | 53.32 | 2.76 | 0 | 0 | 2 | 2.01 | 2.404 | 0.367 | 53.536 | 2.741 | 2 | 1.799 | 0 | 0 | 15908.08
PI7900-1897.1 | PI7900-1897 | PI7900-1319 | 1 | 675 | Rainfall_100yr | Rainfall | 0 | 0 | 28400.12 | 5.837 | 2.7673 | 0.872 | 51.065 | 3.331 | 0 | 0 | 2 | 5.846 | 2.6868 | 0.652 | 52.514 | 2.435 | 2 | 1.78 | 0 | 0 | 28400.45
PI8006-360.1 | PI8006-360 | PI8000-2404 | 1 | 675 | Rainfall_100yr | Rainfall | 0 | 0 | 52994.56 | 3.744 | 3.2073 | 0.68 | 50.585 | 4.101 | 0 | 0 | 1 | 5.379 | 3.1962 | 0.193 | 51.534 | 3.037 | 1 | -1.552 | 0 | 0 | 53149.67
PI7715-515.1 | PI7715-515 | PI7700-8021 | 1 | 675 | Rainfall_100yr | Rainfall | 0 | 0 | 138191.83 | 3.934 | 7.5993 | 0.576 | 49.878 | 3.975 | 0 | 0 | 2 | 5.168 | 7.5902 | 0.606 | 52.269 | 3.704 | 2 | 4.545 | 0 | 0 | 138237.75
PI7900-1319.1 | PI7900-1319 | PI7900-1280 | 1 | 675 | Rainfall_100yr | Rainfall | 0 | 0 | 55802.23 | 12.546 | 5.6337 | 0.744 | 50.248 | 4.556 | 0 | 0 | 1 | 5.669 | 7.0182 | 5.338 | 51.121 | 14.412 | 1 | 15.716 | 0 | 0 | 55808.95
PI5701-78.1 | PI5701-78 | PI5700-834 | 1 | 675 | Rainfall_100yr | Rainfall | 0 | 0 | 86190.95 | 17.465 | 7.4939 | 0.072 | 47.751 | 2.667 | 0 | 0 | 1 | 7.812 | 7.749 | 1.646 | 47.83 | 3.515 | 1 | 36.979 | 0 | 0 | 86341.35
PI5801-232.1 | PI5801-232 | PI5800-585 | 1 | 675 | Rainfall_100yr | Rainfall | 0 | 0 | -5875.34 | 6.461 | -2.1243 | 0.112 | 47.446 | -1.838 | 0 | 0 | 2 | 5.352 | -2.1204 | 0.459 | 46.783 | -1.974 | 2 | 1.553 | 0 | 0 | -5827.84
PI4200-6274.1 | PI4200-6274 | PI4200-5890 | 1 | 675 | Rainfall_100yr | Rainfall | 0 | 0 | 17006.61 | 4.791 | 2.4883 | 0.425 | 92.457 | 2.961 | 0 | 0 | 2 | 3.33 | 2.5034 | 0.89 | 92.81 | 3.552 | 2 | 2.43 | 0 | 0 | 17006.93
PI4200-6608.1 | PI4200-6608 | PI4200-6274 | 1 | 675 | Rainfall_100yr | Rainfall | 0 | 0 | -649.06 | 3.356 | -1.3796 | 0.211 | 92.812 | -1.509 | 0 | 0 | 1 | 1.604 | -0.82734 | 0.287 | 92.618 | -0.973 | 1 | 2.43 | 0 | 0 | -648.97
PI5900-777.1 | PI5900-777 | PI5900-458 | 1 | 675 | Rainfall_100yr | Rainfall | 0 | 0 | 0 | 0.066 | 0 | 0 | 51.836 | 0 | 0 | 0 | 0.07 | 0.066 | 0 | 0 | 53.066 | 0 | 0 | 2.215 | 0 | 0 | 0
PI5900-458.1 | PI5900-458 | PI5900-108 | 1 | 675 | Rainfall_100yr | Rainfall | 0 | 0 | 0 | 0.066 | 0 | 0 | 50.484 | 0 | 0 | 0 | 0.07 | 0.066 | 0 | 0 | 51.836 | 0 | 0 | 2.215 | 0 | 0 | 0
PI660501-578.1 | PI660501-578 | PI6605-541 | 1 | 675 | Rainfall_100yr | Rainfall | 0 | 0 | 52413.05 | 9.564 | 2.5237 | 0.546 | 22.309 | 2.339 | 0 | 0 | 2 | 10.087 | 2.7531 | 0.653 | 24.281 | 2.584 | 2 | 1.785 | 0 | 0 | 52413.15
PI6605-1379.1 | PI6605-1379 | PI6605-1086 | 1 | 675 | Rainfall_100yr | Rainfall | 0 | 0 | 28300.21 | 7.69 | 2.4061 | 0.626 | 23.376 | 2.279 | 0 | 0 | 2 | 8.178 | 2.4112 | 0.652 | 24.6 | 2.321 | 2 | 1.779 | 0 | 0 | 28300.23
PI3700-2731.1 | PI3700-2731 | PI3700-2510 | 1 | 675 | Rainfall_100yr | Rainfall | 0 | 0 | 170920.27 | 6.882 | 3.6113 | 0.574 | 70.347 | 3.132 | 0 | 0 | 2 | 6.16 | 3.6763 | 0.741 | 70.268 | 3.184 | 2 | 3.484 | 0 | 0 | 171103.19
PI3700-2954.1 | PI3700-2954 | PI3700-2731 | 1 | 675 | Rainfall_100yr | Rainfall | 0 | 0 | 151537.61 | 6.16 | 3.1708 | 0.695 | 70.261 | 3.052 | 0 | 0 | 1 | 5.545 | 3.1686 | 0.743 | 70.295 | 3.178 | 1 | 3.484 | 0 | 0 | 151719.73
PI3900-1961.1 | PI3900-1961 | PI3900-1627 | 1 | 675 | Rainfall_100yr | Rainfall | 0 | 0 | 139709.25 | 5.74 | 7.0105 | 0.6 | 69.485 | 5.155 | 0 | 0 | 2 | 7.358 | 7.0011 | 0.693 | 71.991 | 4.466 | 2 | 3.266 | 0 | 0 | 139709.27
PI3500-71.1 | PI3500-71 | CC0300-7683 | 1 | 675 | Rainfall_100yr | Rainfall | 0 | 0 | 89040.41 | 2.972 | 8.9133 | 2.414 | 63.564 | 6.511 | 0 | 0 | 1 | 1.255 | 8.9164 | 2.698 | 65.463 | 10.595 | 1 | 13.428 | 0 | 0 | 89040.41
PI5815-89.1 | PI5815-89 | PI5800-4213 | 1 | 675 | Rainfall_100yr | Rainfall | 0 | 0 | 92743.81 | 11.288 | 8.9876 | 0.315 | 61.689 | 4.927 | 0 | 0 | 1 | 8.651 | 9.3611 | 2.55 | 62.822 | 7.62 | 1 | 13.137 | 0 | 0 | 92747
PI5817-214.1 | PI5817-214 | PI5800-5299 | 1 | 675 | Rainfall_100yr | Rainfall | 0 | 0 | 162960.41 | 10.833 | 9.0117 | 0.521 | 65.947 | 6.184 | 0 | 0 | 2 | 8.659 | 9.0451 | 1.451 | 66.501 | 5.785 | 2 | 7.227 | 0 | 0 | 162960.78
PI5817-507.1 | PI5817-507 | PI5817-214 | 1 | 675 | Rainfall_100yr | Rainfall | 0 | 0 | 83844.66 | 8.671 | 4.2577 | 0.56 | 66.461 | 2.737 | 0 | 0 | 2 | 7.991 | 4.3271 | 0.792 | 66.766 | 3.212 | 2 | 3.736 | 0 | 0 | 83845.24
PI5817-763.1 | PI5817-763 | PI5817-507 | 1 | 675 | Rainfall_100yr | Rainfall | 0 | 0 | 85413.56 | 7.996 | 4.3716 | 0.736 | 66.792 | 3.075 | 0 | 0 | 2 | 7.693 | 4.4406 | 0.794 | 67.353 | 3.324 | 2 | 3.746 | 0 | 0 | 85413.6
PI5817-1072.1 | PI5817-1072 | PI5817-763 | 1 | 675 | Rainfall_100yr | Rainfall | 0 | 0 | 85442.03 | 7.701 | 4.4921 | 0.737 | 67.363 | 3.194 | 0 | 0 | 2 | 7.387 | 4.5891 | 0.792 | 68.081 | 3.382 | 2 | 3.734 | 0 | 0 | 85442.1
PI5816-850.1 | PI5816-850 | PI5816-561 | 1 | 675 | Rainfall_100yr | Rainfall | 0 | 0 | 10494.75 | 10.484 | 2.5593 | 0.045 | 62.922 | 1.366 | 0 | 0 | 1 | 6.21 | 2.5414 | 1.424 | 63.439 | 3.569 | 1 | 8.308 | 0 | 0 | 10512
PI7800-10387.1 | PI7800-10387 | PI7800-10303 | 1 | 675 | Rainfall_100yr | Rainfall | 0 | 0 | 103461.51 | 3.588 | 3.1121 | 0.688 | 51.655 | 2.842 | 0 | 0 | 1 | 3.432 | 3.1129 | 0.729 | 51.739 | 2.942 | 1 | 3.444 | 0 | 0 | 103462.83
PI7800-10569.1 | PI7800-10569 | PI7800-10387 | 1 | 675 | Rainfall_100yr | Rainfall | 0 | 0 | 87198.7 | 3.438 | 2.9677 | 0.626 | 51.726 | 2.548 | 0 | 0 | 1 | 3.005 | 2.9655 | 0.73 | 51.814 | 2.865 | 1 | 3.444 | 0 | 0 | 87201.56
PI8600-460.1 | PI8600-460 | PI8400-2854 | 1 | 675 | Rainfall_100yr | Rainfall | 0 | 0 | 89919.71 | 6.043 | 3.2244 | 0.702 | 35.536 | 2.561 | 0 | 0 | 2 | 4.938 | 3.2753 | 0.686 | 35.581 | 2.891 | 2 | 3.229 | 0 | 0 | 89920.11
PI7800-10835.1 | PI7800-10835 | PI7800-10569 | 1 | 675 | Rainfall_100yr | Rainfall | 0 | 0 | 87201.83 | 3.008 | 2.9714 | 0.686 | 51.816 | 2.763 | 0 | 0 | 1 | 2.381 | 2.9734 | 0.73 | 51.946 | 2.954 | 1 | 3.444 | 0 | 0 | 87205.95
PI7800-10303.1 | PI7800-10303 | PI7800-9775 | 1 | 675 | Rainfall_100yr | Rainfall | 0 | 0 | 103615.27 | 4.596 | 3.1181 | 0.62 | 51.153 | 2.358 | 0 | 0 | 1 | 3.582 | 3.1059 | 0.731 | 51.652 | 2.951 | 1 | 3.444 | 0 | 0 | 103623.66
PI8000-6142.1 | PI8000-6142 | PI8000-5724 | 1 | 675 | Rainfall_100yr | Rainfall | 0 | 0 | 277181.16 | 6.144 | 4.9952 | 0.776 | 63.961 | 3.607 | 0 | 0 | 2 | 5.919 | 4.9932 | 0.893 | 65.434 | 3.721 | 2 | 4.097 | 0 | 0 | 277302.78
PI5500-2723.1 | PI5500-2723 | PI5500-2428 | 1 | 675 | Rainfall_100yr | Rainfall | 0 | 0 | 105736.44 | 7.197 | 5.1592 | 0.909 | 100.387 | 4.202 | 0 | 0 | 2 | 7.392 | 5.204 | 0.663 | 101.272 | 3.444 | 2 | 3.123 | 0 | 0 | 105876.84
PI3802-590.1 | PI3802-590 | PI3802-514 | 1 | 675 | Rainfall_100yr | Rainfall | 0 | 0 | 47068.88 | 5.639 | 3.0395 | 0.601 | 69.404 | 2.022 | 0 | 0 | 1 | 5.589 | 3.0402 | 0.675 | 69.557 | 2.241 | 1 | 3.245 | 0 | 0 | 47068.88
PI4301-650.1 | PI4301-650 | PI4301-285 | 1 | 675 | Rainfall_100yr | Rainfall | 0 | 0 | 39517.57 | 7.266 | 3.2901 | 0.171 | 82.856 | 2.065 | 0 | 0 | 2 | 6.514 | 3.2977 | 0.606 | 83.061 | 2.066 | 2 | 3.227 | 0 | 0 | 39911.08
PI4301-1064.1 | PI4301-1064 | PI4301-650 | 1 | 675 | Rainfall_100yr | Rainfall | 0 | 0 | 33456.96 | 6.522 | 3.8065 | 0.324 | 83.107 | 2.359 | 0 | 0 | 2 | 6.941 | 3.8073 | 0.563 | 84.554 | 2.319 | 2 | 3.223 | 0 | 0 | 33531.74
PI3802-514.1 | PI3802-514 | PI3802-228 | 1 | 675 | Rainfall_100yr | Rainfall | 0 | 0 | 59993.96 | 6.371 | 3.6733 | 0.809 | 69.141 | 2.403 | 0 | 0 | 1 | 5.634 | 3.7096 | 0.797 | 69.384 | 2.667 | 1 | 3.762 | 0 | 0 | 59993.98
PI9606-258.1 | PI9606-258 | PI9600-3853 | 1 | 675 | Rainfall_100yr | Rainfall | 0 | 0 | 89370.22 | 8.538 | 5.854 | 0.571 | 99.497 | 3.514 | 0 | 0 | 2 | 8.842 | 6.0007 | 0.866 | 100.854 | 3.743 | 2 | 4.085 | 0 | 0 | 89371.97
PI0809-1380.1 | PI0809-1380 | PI0809-1271 | 1 | 675 | Rainfall_100yr | Rainfall | 0 | 0 | 98313.05 | 8.229 | 5.3843 | 0.118 | 29.627 | 3.316 | 0 | 0 | 1 | 5.44 | 5.3826 | 1.954 | 29.632 | 6.16 | 1 | 10.356 | 0 | 0 | 98374.18
PI0809-1431.1 | PI0809-1431 | PI0809-1380 | 1 | 675 | Rainfall_100yr | Rainfall | 0 | 0 | 170171.36 | 5.441 | 6.9411 | 0.857 | 29.943 | 4.499 | 0 | 0 | 2 | 5.925 | 6.9413 | 0.687 | 30.539 | 4.409 | 2 | 3.253 | 0 | 0 | 170172.64
PI3802-228.1 | PI3802-228 | PI3800-1299 | 1 | 675 | Rainfall_100yr | Rainfall | 0 | 0 | 85466.66 | 6.892 | 4.7607 | 0.396 | 68.086 | 3.03 | 0 | 0 | 1 | 6.35 | 5.0644 | 1.142 | 69.227 | 3.243 | 1 | 5.525 | 0 | 0 | 85467.36
PI3807-346.1 | PI3807-346 | PI3800-3711 | 1 | 675 | Rainfall_100yr | Rainfall | 0 | 0 | 51418.91 | 8.151 | 3.6049 | 0.211 | 73.636 | 2.171 | 0 | 0 | 1 | 6.56 | 3.6528 | 1.103 | 74.406 | 3.196 | 1 | 5.326 | 0 | 0 | 51419.43
PI3807-653.1 | PI3807-653 | PI3807-346 | 1 | 675 | Rainfall_100yr | Rainfall | 0 | 0 | 51419.43 | 6.569 | 3.6868 | 0.961 | 74.415 | 2.899 | 0 | 0 | 2 | 6.863 | 3.7493 | 0.516 | 75.143 | 2.321 | 2 | 2.418 | 0 | 0 | 51419.45
PI9603-866.1 | PI9603-866 | PI9603-465 | 1 | 675 | Rainfall_100yr | Rainfall | 0 | 0 | 24372.38 | 9.849 | 3.061 | 0.778 | 96.672 | 2.296 | 0 | 0 | 1 | 5.567 | 3.1916 | 1.366 | 96.731 | 4.919 | 1 | 10.922 | 0 | 0 | 24372.47
PI9600-3923.1 | PI9600-3923 | PI9600-3853 | 1 | 675 | Rainfall_100yr | Rainfall | 0 | 0 | 94322.57 | 8.538 | 4.3396 | 0.542 | 99.487 | 2.907 | 0 | 0 | 1 | 8.151 | 4.4279 | 1.296 | 99.751 | 4.522 | 1 | 6.212 | 0 | 0 | 94323.6
PI9600-4409.1 | PI9600-4409 | PI9600-3923 | 1 | 675 | Rainfall_100yr | Rainfall | 0 | 0 | 77487.65 | 8.165 | 3.5055 | 1.044 | 99.736 | 4.122 | 0 | 0 | 1 | 6.531 | 3.8684 | 1.044 | 100.934 | 4.428 | 1 | 4.925 | 0 | 0 | 77487.76
PI6605-771.1 | PI6605-771 | PI6605-541 | 1 | 675 | Rainfall_100yr | Rainfall | 0 | 0 | 66906.7 | 9.564 | 4.8325 | 0.886 | 22.304 | 2.905 | 0 | 0 | 2 | 9.437 | 4.8251 | 0.669 | 22.739 | 2.817 | 2 | 3.164 | 0 | 0 | 66906.79
PI6904-1498.1 | PI6904-1498 | PI6904-1315 | 1 | 675 | Rainfall_100yr | Rainfall | 0 | 0 | 137568.23 | 4.919 | 3.7784 | 0.496 | 23.761 | 2.523 | 0 | 0 | 1 | 4.779 | 3.7922 | 0.808 | 24.28 | 2.84 | 1 | 3.822 | 0 | 0 | 137568.23
PI6904-1315.1 | PI6904-1315 | PI6904-896 | 1 | 675 | Rainfall_100yr | Rainfall | 0 | 0 | 105900.16 | 6.427 | 3.734 | 0.258 | 23.48 | 2.556 | 0 | 0 | 1 | 4.909 | 3.742 | 0.878 | 23.714 | 3.396 | 1 | 4.139 | 0 | 0 | 105900.43
PI690406-674.1 | PI690406-674 | PI690406-445 | 1 | 675 | Rainfall_100yr | Rainfall | 0 | 0 | 114744.22 | 4.847 | 4.1124 | 0.997 | 23.813 | 4.583 | 0 | 0 | 2 | 4.943 | 4.1125 | 0.496 | 24.146 | 3.149 | 2 | 2.051 | 0 | 0 | 114746.63
PI690406-1044.1 | PI690406-1044 | PI690406-674 | 1 | 675 | Rainfall_100yr | Rainfall | 0 | 0 | -6617.41 | 4.952 | 4.1221 | 0.527 | 24.156 | 3.15 | 0 | 0 | 2 | 4.172 | 4.2622 | 0.487 | 23.727 | 3.065 | 2 | 2.014 | 0 | 0 | -6615.75
PI690406-427.1 | PI690406-427 | PI690406-141 | 1 | 675 | Rainfall_100yr | Rainfall | 0 | 0 | 46690.01 | 6.491 | 6.549 | 0.749 | 23.953 | 4.987 | 0 | 0 | 2 | 5.368 | 6.5585 | 0.694 | 23.555 | 4.496 | 2 | 3.239 | 0 | 0 | 46691.17
PI7710-524.1 | PI7710-524 | PI7710-473 | 1 | 675 | Rainfall_100yr | Rainfall | 0 | 0 | 142102.56 | 6.444 | 8.4925 | 0.598 | 46.909 | 5.642 | 0 | 0 | 2 | 6.919 | 8.4969 | 0.676 | 47.503 | 5.462 | 2 | 3.286 | 0 | 0 | 142102.61
PI7710-634.1 | PI7710-634 | PI7710-524 | 1 | 675 | Rainfall_100yr | Rainfall | 0 | 0 | 142102.61 | 6.971 | 8.5152 | 0.64 | 47.553 | 5.455 | 0 | 0 | 2 | 8.015 | 8.6566 | 0.696 | 48.864 | 5.149 | 2 | 3.286 | 0 | 0 | 142102.61
PI8000-5724.1 | PI8000-5724 | PI8000-5607 | 1 | 675 | Rainfall_100yr | Rainfall | 0 | 0 | 283973.19 | 5.656 | 6.0491 | 0.809 | 62.973 | 3.89 | 0 | 0 | 2 | 6.059 | 6.2312 | 1.021 | 64.03 | 4.186 | 2 | 4.773 | 0 | 0 | 284005.16
PI900201-204.1 | PI900201-204 | PI9002-55 | 1 | 675 | Rainfall_100yr | Rainfall | 0 | 0 | 77392.2 | 9.761 | 6.0524 | 0.254 | 58.861 | 3.421 | 0 | 0 | 2 | 10.533 | 6.0656 | 0.651 | 60.141 | 3.269 | 2 | 3.234 | 0 | 0 | 77394.28
PI8000-4955.1 | PI8000-4955 | PI8000-4679 | 1 | 675 | Rainfall_100yr | Rainfall | 0 | 0 | 300788.59 | 5.912 | 5.2925 | 0.644 | 58.888 | 3.811 | 0 | 0 | 2 | 6.593 | 5.2915 | 0.711 | 60.252 | 3.607 | 2 | 3.22 | 0 | 0 | 300888.16
PI8500-1963.1 | PI8500-1963 | PI8500-1657 | 1 | 675 | Rainfall_100yr | Rainfall | 0 | 0 | 91667.05 | 7.945 | 3.8545 | 0.759 | 36.014 | 2.401 | 0 | 0 | 1 | 5.526 | 3.8498 | 1.329 | 36.883 | 4.452 | 1 | 6.682 | 0 | 0 | 91667.06
PI8500-1657.1 | PI8500-1657 | PI8500-1232 | 1 | 675 | Rainfall_100yr | Rainfall | 0 | 0 | 134948.22 | 7.43 | 4.305 | 0.569 | 34.493 | 2.635 | 0 | 0 | 2 | 7.929 | 4.3127 | 0.684 | 36.033 | 2.854 | 2 | 3.185 | 0 | 0 | 134955.7
PI8000-5341.1 | PI8000-5341 | PI8000-4955 | 1 | 675 | Rainfall_100yr | Rainfall | 0 | 0 | 284743.16 | 6.618 | 5.1518 | 0.638 | 60.159 | 3.521 | 0 | 0 | 2 | 4.879 | 5.1627 | 1.022 | 60.694 | 4.141 | 2 | 4.773 | 0 | 0 | 284848.69
PI8000-5607.1 | PI8000-5607 | PI8000-5341 | 1 | 675 | Rainfall_100yr | Rainfall | 0 | 0 | 283898.41 | 4.934 | 5.96 | 0.822 | 60.761 | 3.981 | 0 | 0 | 2 | 5.579 | 5.9798 | 1.022 | 62.893 | 4.27 | 2 | 4.773 | 0 | 0 | 283969.5
PI8000-4679.1 | PI8000-4679 | PI8000-4377 | 1 | 675 | Rainfall_100yr | Rainfall | 0 | 0 | 336329.81 | 3.53 | 7.0719 | 0.717 | 55.931 | 5.214 | 0 | 0 | 2 | 5.861 | 7.0886 | 0.709 | 59.013 | 4.576 | 2 | 3.22 | 0 | 0 | 336437.75
PI7800-10997.1 | PI7800-10997 | PI7800-10835 | 1 | 675 | Rainfall_100yr | Rainfall | 0 | 0 | 24569.43 | 2.394 | 1.9915 | 0.438 | 51.944 | 1.893 | 0 | 0 | 1 | 1.962 | 1.9637 | 0.702 | 51.973 | 2.566 | 1 | 3.444 | 0 | 0 | 24571.93
PI1500-6963.1 | PI1500-6963 | PI1500-6839 | 1 | 675 | Rainfall_100yr | Rainfall | 0 | 0 | 39458.8 | 8.628 | 3.9217 | 0.175 | 60.299 | 2.24 | 0 | 0 | 2 | 8.621 | 3.9228 | 0.741 | 60.748 | 2.24 | 2 | 3.899 | 0 | 0 | 39459.1
PI1500-7365.1 | PI1500-7365 | PI1500-6963 | 1 | 675 | Rainfall_100yr | Rainfall | 0 | 0 | 38772.59 | 8.634 | 3.5808 | 0.697 | 60.737 | 2.065 | 0 | 0 | 1 | 8.398 | 3.5915 | 0.751 | 61.775 | 2.15 | 1 | 3.633 | 0 | 0 | 38772.61
PI680102-343.1 | PI680102-343 | PI680102-83 | 1 | 675 | Rainfall_100yr | Rainfall | 0 | 0 | 59856.98 | 6.719 | 2.827 | 0.623 | 21.097 | 1.752 | 0 | 0 | 1 | 6.557 | 2.8302 | 0.593 | 21.46 | 1.754 | 1 | 2.862 | 0 | 0 | 59857.06
PI1503-2921.1 | PI1503-2921 | PI1503-2495 | 1 | 675 | Rainfall_100yr | Rainfall | 0 | 0 | 145867.31 | 3.759 | 5.7043 | 0.646 | 56.008 | 4.218 | 0 | 0 | 2 | 5.156 | 5.7018 | 0.699 | 58.445 | 3.783 | 2 | 3.223 | 0 | 0 | 145972.84
PI150301-251.1 | PI150301-251 | PI1503-2989 | 1 | 675 | Rainfall_100yr | Rainfall | 0 | 0 | 55231.2 | 3.74 | 3.5773 | 0.904 | 59.06 | 2.65 | 0 | 0 | 2 | 3.192 | 3.613 | 0.685 | 59.144 | 2.89 | 2 | 3.24 | 0 | 0 | 55238.05
PI1503-2989.1 | PI1503-2989 | PI1503-2921 | 1 | 675 | Rainfall_100yr | Rainfall | 0 | 0 | 146630.33 | 5.194 | 5.8919 | 0.648 | 58.555 | 3.859 | 0 | 0 | 1 | 3.628 | 5.892 | 2.314 | 59.204 | 8.215 | 1 | 11.542 | 0 | 0 | 146636.16
PI3200-88.1 | PI3200-88 | CC0300-6083 | 1 | 675 | Rainfall_100yr | Rainfall | 0 | 0 | 3244562 | 7.136 | 106.6673 | 0.176 | 58.561 | 6.752 | 0 | 0 | 2 | 7.308 | 106.6678 | 0.198 | 58.882 | 6.747 | 2 | 73.447 | 0 | 0 | 3245262.25
PI120101-457.1 | PI120101-457 | PI120101-204 | 1 | 675 | Rainfall_100yr | Rainfall | 0 | 0 | 42247.1 | 4.919 | 3.3795 | 0.494 | 26.97 | 2.317 | 0 | 0 | 1 | 3.346 | 3.1257 | 1.091 | 27.091 | 3.007 | 1 | 5.276 | 0 | 0 | 42247.2
PI1400-2007.1 | PI1400-2007 | PI1400-1982 | 1 | 675 | Rainfall_100yr | Rainfall | 0 | 0 | 37078.13 | 4.465 | 5.1566 | 0.708 | 36.889 | 3.561 | 0 | 0 | 2 | 4.549 | 5.1599 | 0.694 | 37.033 | 3.551 | 2 | 3.2 | 0 | 0 | 37078.16
PI2200-557.1 | PI2200-557 | PI2200-176 | 1 | 675 | Rainfall_100yr | Rainfall | 0 | 0 | 142302.75 | 1.439 | 4.3158 | 0.474 | 30.5 | 3.37 | 0 | 0 | 2 | 2.553 | 4.3158 | 0.555 | 32.211 | 3.188 | 2 | 2.597 | 0 | 0 | 142306.13
PI3900-1627.1 | PI3900-1627 | PI3900-1553 | 1 | 675 | Rainfall_100yr | Rainfall | 0 | 0 | 139709.02 | 5.36 | 7.0189 | 0.469 | 68.92 | 5.372 | 0 | 0 | 2 | 5.695 | 7.0162 | 0.645 | 69.441 | 5.183 | 2 | 3.266 | 0 | 0 | 139709.25
PI3900-2115.1 | PI3900-2115 | PI3900-1961 | 1 | 675 | Rainfall_100yr | Rainfall | 0 | 0 | 139713.22 | 7.044 | 7.0428 | 0.995 | 72.058 | 4.536 | 0 | 0 | 2 | 8.227 | 7.2227 | 0.696 | 73.616 | 4.448 | 2 | 3.266 | 0 | 0 | 139713.25
PI8500-972.1 | PI8500-972 | PI8500-713 | 1 | 675 | Rainfall_100yr | Rainfall | 0 | 0 | 202605.77 | 6.173 | 4.3188 | 0.944 | 31.986 | 2.873 | 0 | 0 | 2 | 6.622 | 4.3236 | 0.999 | 33.076 | 2.91 | 2 | 3.185 | 0 | 0 | 202610.31
PI0800-15576.1 | PI0800-15576 | PI0800-15367 | 1 | 675 | Rainfall_100yr | Rainfall | 0 | 0 | 105880.74 | 6.493 | 4.0311 | 0.994 | 42.208 | 4.017 | 0 | 0 | 1 | 4.796 | 4.0042 | 1.344 | 42.752 | 5.153 | 1 | 6.682 | 0 | 0 | 105885.28
PI8400-4572.1 | PI8400-4572 | PI8400-4081 | 1 | 675 | Rainfall_100yr | Rainfall | 0 | 0 | 32585.53 | 5.237 | 4.1726 | 0.343 | 39.658 | 2.765 | 0 | 0 | 1 | 3.994 | 4.1709 | 1.071 | 41.513 | 3.343 | 1 | 5.053 | 0 | 0 | 32585.76
PI3800-8789.1 | PI3800-8789 | PI3800-8485 | 1 | 675 | Rainfall_100yr | Rainfall | 0 | 0 | 69587.68 | 7.129 | 5.6819 | 0.617 | 87.072 | 3.593 | 0 | 0 | 1 | 4.698 | 6.1001 | 1.525 | 88.859 | 6.045 | 1 | 7.579 | 0 | 0 | 69587.73
PI0800-16154.1 | PI0800-16154 | PI0800-15576 | 1 | 675 | Rainfall_100yr | Rainfall | 0 | 0 | 105173.79 | 4.808 | 3.9899 | 0.995 | 42.752 | 4.462 | 0 | 0 | 2 | 4.482 | 3.991 | 0.704 | 43.925 | 3.056 | 2 | 3.281 | 0 | 0 | 105202.15
PI1501-3344.1 | PI1501-3344 | PI1501-3085 | 1 | 675 | Rainfall_100yr | Rainfall | 0 | 0 | 27356.78 | 3.42 | 1.7127 | 0.613 | 44.429 | 2.007 | 0 | 0 | 1 | 2.774 | 1.6915 | 0.748 | 44.552 | 2.651 | 1 | 3.522 | 0 | 0 | 27356.8
PI1501-3085.1 | PI1501-3085 | PI1501-2803 | 1 | 675 | Rainfall_100yr | Rainfall | 0 | 0 | 24731.79 | 4.266 | 1.7675 | 0.15 | 44.421 | 1.247 | 0 | 0 | 1 | 3.42 | 1.7408 | 0.733 | 44.414 | 2.237 | 1 | 3.522 | 0 | 0 | 24731.86
PI8500-472.1 | PI8500-472 | PI8400-584 | 1 | 675 | Rainfall_100yr | Rainfall | 0 | 0 | 216242.19 | 5.925 | 5.3088 | 0.997 | 29.862 | 5.389 | 0 | 0 | 2 | 5.601 | 5.1716 | 0.796 | 30.772 | 3.724 | 2 | 3.23 | 0 | 0 | 216251.3
PI8500-713.1 | PI8500-713 | PI8500-472 | 1 | 675 | Rainfall_100yr | Rainfall | 0 | 0 | 219644.84 | 5.61 | 4.9223 | 0.867 | 30.847 | 3.538 | 0 | 0 | 2 | 6.15 | 4.8968 | 0.85 | 31.997 | 3.387 | 2 | 3.221 | 0 | 0 | 219649.25
PI6905-222.1 | PI6905-222 | PI6900-2620 | 1 | 675 | Rainfall_100yr | Rainfall | 0 | 0 | 37115.65 | 9.147 | 3.7786 | 0.305 | 22.182 | 2.28 | 0 | 0 | 1 | 7.396 | 4.2078 | 1.022 | 21.652 | 3.115 | 1 | 4.863 | 0 | 0 | 37116.62
PI580501-69.1 | PI580501-69 | PI5805-622 | 1 | 675 | Rainfall_100yr | Rainfall | 0 | 0 | 70553.66 | 6.671 | 4.4539 | 0.322 | 52.833 | 2.856 | 0 | 0 | 1 | 6.024 | 4.4747 | 1.203 | 52.908 | 3.668 | 1 | 6.601 | 0 | 0 | 70553.66
PI1200-2261.1 | PI1200-2261 | PI1200-2006 | 1 | 675 | Rainfall_100yr | Rainfall | 0 | 0 | -37413.02 | 6.636 | -3.2043 | 0.981 | 27.541 | 2.337 | 0 | 0 | 1 | 4.13 | -2.9431 | 1.222 | 27.175 | 3.205 | 1 | 5.909 | 0 | 0 | -37412.93
PI1400-2212.1 | PI1400-2212 | PI1400-2007 | 1 | 675 | Rainfall_100yr | Rainfall | 0 | 0 | 37078.16 | 4.579 | 5.1867 | 0.655 | 37.063 | 3.583 | 0 | 0 | 2 | 5.325 | 5.2439 | 0.684 | 38.318 | 3.505 | 2 | 3.222 | 0 | 0 | 37078.17
PI8000-6524.1 | PI8000-6524 | PI8000-6142 | 1 | 675 | Rainfall_100yr | Rainfall | 0 | 0 | 261465.56 | 5.935 | 4.8718 | 0.794 | 65.434 | 3.38 | 0 | 0 | 2 | 5.661 | 4.8702 | 0.885 | 66.702 | 3.715 | 2 | 4.097 | 0 | 0 | 261576.36
PI8500-1232.1 | PI8500-1232 | PI8500-972 | 1 | 675 | Rainfall_100yr | Rainfall | 0 | 0 | 183126.23 | 6.641 | 4.919 | 0.972 | 33.118 | 3.049 | 0 | 0 | 2 | 7.408 | 4.8306 | 0.687 | 34.519 | 2.889 | 2 | 3.185 | 0 | 0 | 183130.95
PI690406-445.1 | PI690406-445 | PI690406-427 | 1 | 675 | Rainfall_100yr | Rainfall | 0 | 0 | 327120.34 | 5.349 | 7.9763 | 0.598 | 23.825 | 5.274 | 0 | 0 | 1 | 4.788 | 8.0395 | 2.467 | 24.076 | 7.23 | 1 | 13.572 | 0 | 0 | 327120.38
PI8101-998.1 | PI8101-998 | PI8101-549 | 1 | 675 | Rainfall_100yr | Rainfall | 0 | 0 | 38520.59 | 4.264 | 2.2141 | 0.283 | 51.993 | 1.592 | 0 | 0 | 1 | 3.524 | 2.2686 | 0.566 | 52.027 | 1.957 | 1 | 2.681 | 0 | 0 | 38520.61
PI8101-549.1 | PI8101-549 | PI8101-478 | 1 | 675 | Rainfall_100yr | Rainfall | 0 | 0 | 106919.5 | 4.414 | 4.8891 | 0.563 | 52.024 | 3.464 | 0 | 0 | 2 | 4.262 | 4.8916 | 0.575 | 52.017 | 3.419 | 2 | 2.681 | 0 | 0 | 106919.5
PI0802-383.1 | PI0802-383 | PI0802-43 | 1 | 675 | Rainfall_100yr | Rainfall | 0 | 0 | 41481.51 | 4.719 | 4.5175 | 0.459 | 26.61 | 3.159 | 0 | 0 | 2 | 4.868 | 4.642 | 0.677 | 27.618 | 3.131 | 2 | 3.232 | 0 | 0 | 41482.75
PI0302-857.1 | PI0302-857 | PI0302-456 | 1 | 675 | Rainfall_100yr | Rainfall | 0 | 0 | 17205.93 | 6.285 | 2.797 | 0.526 | 28.175 | 1.755 | 0 | 0 | 2 | 6.388 | 2.8037 | 0.517 | 28.885 | 1.748 | 2 | 2.498 | 0 | 0 | 17205.94
PI0602-540.1 | PI0602-540 | PI0602-460 | 1 | 675 | Rainfall_100yr | Rainfall | 0 | 0 | -404.37 | 6.787 | -0.89859 | 0.023 | 51.857 | -0.552 | 0 | 0 | 1 | 6.486 | -0.89787 | 0.037 | 51.857 | -0.558 | 1 | 3.975 | 0 | 0 | -404.36
PI0602-460.1 | PI0602-460 | PI0602-258 | 1 | 675 | Rainfall_100yr | Rainfall | 0 | 0 | -2255.06 | 7.335 | -1.3697 | 0.029 | 52.002 | -0.824 | 0 | 0 | 1 | 6.793 | -1.3637 | 0.037 | 51.872 | -0.837 | 1 | 2.907 | 0 | 0 | -2255.04
PI0600-2725.1 | PI0600-2725 | PI0600-2608 | 1 | 675 | Rainfall_100yr | Rainfall | 0 | 0 | 53428.71 | 7.537 | 2.4594 | 0.498 | 52.163 | 1.506 | 0 | 0 | 1 | 7.183 | 2.4804 | 0.823 | 52.25 | 2.478 | 1 | 3.963 | 0 | 0 | 53428.72
PI0600-2608.1 | PI0600-2608 | PI0600-2343 | 1 | 675 | Rainfall_100yr | Rainfall | 0 | 0 | 39679.48 | 8.475 | -2.4646 | 0.171 | 52.586 | 1.45 | 0 | 0 | 1 | 7.562 | -2.4647 | 0.591 | 52.205 | 1.597 | 1 | 2.892 | 0 | 0 | 39679.57
PI0602-247.1 | PI0602-247 | PI0600-2343 | 1 | 675 | Rainfall_100yr | Rainfall | 0 | 0 | -11392.8 | 8.475 | -3.5658 | 0.073 | 52.613 | -2.054 | 0 | 0 | 2 | 7.284 | -3.5613 | 0.076 | 51.971 | -2.158 | 2 | 3.052 | 0 | 0 | -11392.72
PI0602-258.1 | PI0602-258 | PI0602-247 | 1 | 675 | Rainfall_100yr | Rainfall | 0 | 0 | 22498.89 | 7.274 | 3.8149 | 0.081 | 51.963 | 2.315 | 0 | 0 | 2 | 7.331 | 3.8002 | 0.081 | 52.015 | 2.303 | 2 | 3.343 | 0 | 0 | 22498.89
PI0704-80.1 | PI0704-80 | PI0700-2048 | 1 | 675 | Rainfall_100yr | Rainfall | 0 | 0 | -2.84 | 6.793 | -0.20896 | 0.006 | 50.953 | -0.152 | 0 | 0 | 1 | 4.344 | -0.12764 | 0.108 | 50.954 | -0.23 | 1 | 11.311 | 0 | 0 | 0
PI5813-502.1 | PI5813-502 | PI5800-3722 | 1 | 675 | Rainfall_100yr | Rainfall | 0 | 0 | 44960.52 | 10.509 | 3.662 | 0.229 | 58.886 | 2.167 | 0 | 0 | 1 | 7.977 | 3.8303 | 0.849 | 58.27 | 2.668 | 1 | 4.018 | 0 | 0 | 45005.77
PI1500-6839.1 | PI1500-6839 | PI1500-6785 | 1 | 675 | Rainfall_100yr | Rainfall | 0 | 0 | 54733.4 | 8.646 | 4.2768 | 0.101 | 60.11 | 2.475 | 0 | 0 | 2 | 8.615 | 4.269 | 0.206 | 60.277 | 2.483 | 2 | 3.899 | 0 | 0 | 54739.71
PI1202-257.1 | PI1202-257 | PI1202-77 | 1 | 675 | Rainfall_100yr | Rainfall | 0 | 0 | 7401.92 | 9.032 | 5.8692 | 0.517 | 26.97 | 3.708 | 0 | 0 | 2 | 8.464 | 5.8945 | 0.563 | 26.854 | 3.563 | 2 | 3.228 | 0 | 0 | 7585.25
PI1202-77.1 | PI1202-77 | PI1200-902 | 1 | 675 | Rainfall_100yr | Rainfall | 0 | 0 | 65562.41 | 9.072 | 5.8693 | 0.477 | 26.842 | 3.79 | 0 | 0 | 2 | 9.026 | 5.8702 | 0.548 | 26.979 | 3.718 | 2 | 3.206 | 0 | 0 | 65657.75
PI1200-2006.1 | PI1200-2006 | PI1200-1943 | 1 | 675 | Rainfall_100yr | Rainfall | 0 | 0 | 434.9 | 7.176 | 3.5409 | 0.317 | 27.521 | 2.222 | 0 | 0 | 1 | 6.637 | 3.6732 | 1.132 | 27.509 | 2.583 | 1 | 5.909 | 0 | 0 | 435.04
PI1203-246.1 | PI1203-246 | PI1200-1943 | 1 | 675 | Rainfall_100yr | Rainfall | 0 | 0 | 63852.26 | 7.176 | 3.6069 | 0.745 | 27.522 | 2.633 | 0 | 0 | 2 | 6.651 | 3.5962 | 0.71 | 27.662 | 2.625 | 2 | 3.345 | 0 | 0 | 63855.5
PI1102-290.1 | PI1102-290 | PI1102-138 | 1 | 675 | Rainfall_100yr | Rainfall | 0 | 0 | 52582.41 | 10.267 | 2.4054 | 0.282 | 27.751 | 1.326 | 0 | 0 | 1 | 9.921 | 2.3994 | 0.617 | 27.786 | 1.33 | 1 | 3.228 | 0 | 0 | 52769.02
PI1800-268.1 | PI1800-268 | PI1800-33 | 1 | 675 | Rainfall_100yr | Rainfall | 0 | 0 | 84712.75 | 5.982 | 4.8368 | 0.981 | 26.227 | 3.332 | 0 | 0 | 2 | 5.825 | 4.8495 | 0.534 | 26.459 | 3.199 | 2 | 2.496 | 0 | 0 | 84713.76
PI1800-33.1 | PI1800-33 | CC0200-434 | 1 | 675 | Rainfall_100yr | Rainfall | 0 | 0 | 89350.25 | 7.403 | 4.8433 | 1.117 | 26.21 | 3.158 | 0 | 0 | 1 | 5.978 | 4.8449 | 2.305 | 26.227 | 5.889 | 1 | 13.401 | 0 | 0 | 89350.25
PI030302-691.1 | PI030302-691 | PI030302-368 | 1 | 675 | Rainfall_100yr | Rainfall | 0 | 0 | 87517.87 | 6.225 | 4.9515 | 0.634 | 31.413 | 3.403 | 0 | 0 | 2 | 5.947 | 5.0508 | 0.66 | 31.913 | 3.299 | 2 | 3.111 | 0 | 0 | 87517.98
PI0307-204.1 | PI0307-204 | PI0300-10914 | 1 | 675 | Rainfall_100yr | Rainfall | 0 | 0 | 91380.95 | 6.625 | 7.9427 | 0.221 | 33.243 | 5.752 | 0 | 0 | 2 | 6.086 | 8.0638 | 0.664 | 33.47 | 5.225 | 2 | 3.623 | 0 | 0 | 91594.66
PI0306-84.1 | PI0306-84 | PI0300-10465 | 1 | 675 | Rainfall_100yr | Rainfall | 0 | 0 | 58163.44 | 6.44 | 3.9757 | 0.628 | 31.7 | 2.775 | 0 | 0 | 1 | 6.147 | 4.0161 | 0.783 | 31.738 | 2.802 | 1 | 4.056 | 0 | 0 | 58165.16
PI0306-495.1 | PI0306-495 | PI0306-84 | 1 | 675 | Rainfall_100yr | Rainfall | 0 | 0 | 15268.98 | 6.149 | -2.2681 | 0.307 | 31.76 | -1.427 | 0 | 0 | 1 | 5.024 | -2.268 | 0.523 | 31.259 | 1.589 | 1 | 2.508 | 0 | 0 | 15269.01
PI1201-1141.1 | PI1201-1141 | PI1201-933 | 1 | 675 | Rainfall_100yr | Rainfall | 0 | 0 | 11120.71 | 4.721 | 4.3555 | 0.498 | 27.108 | 3.272 | 0 | 0 | 2 | 4.123 | 4.4261 | 0.667 | 27.027 | 3.237 | 2 | 3.224 | 0 | 0 | 11120.77
PI1201-888.1 | PI1201-888 | PI1201-684 | 1 | 675 | Rainfall_100yr | Rainfall | 0 | 0 | 49229.39 | 4.932 | 6.0185 | 0.631 | 26.689 | 4.465 | 0 | 0 | 2 | 4.414 | 6.1778 | 0.684 | 26.68 | 4.293 | 2 | 3.224 | 0 | 0 | 49229.43
PI1201-684.1 | PI1201-684 | PI1201-507 | 1 | 675 | Rainfall_100yr | Rainfall | 0 | 0 | 42954.18 | 5.467 | 6.0151 | 0.714 | 26.797 | 4.874 | 0 | 0 | 2 | 4.936 | 6.0126 | 0.683 | 26.706 | 4.476 | 2 | 3.224 | 0 | 0 | 42954.35
PI6605-1086.1 | PI6605-1086 | PI6605-771 | 1 | 675 | Rainfall_100yr | Rainfall | 0 | 0 | 48769.1 | 9.458 | 2.8749 | 0.417 | 22.755 | 1.672 | 0 | 0 | 1 | 7.679 | 2.8771 | 1.189 | 23.362 | 3.926 | 1 | 5.615 | 0 | 0 | 48769.13
PI1000-2345.1 | PI1000-2345 | PI1000-2198 | 1 | 675 | Rainfall_100yr | Rainfall | 0 | 0 | 41600.18 | 2.268 | 1.8514 | 0.621 | 21.474 | 1.422 | 0 | 0 | 1 | 1.953 | 1.852 | 0.727 | 21.595 | 2.096 | 1 | 3.516 | 0 | 0 | 41774.84
PI1000-1994.1 | PI1000-1994 | PI1000-1964 | 1 | 675 | Rainfall_100yr | Rainfall | 0 | 0 | 21587.71 | 2.382 | 1.6623 | 0.353 | 21.386 | 0.891 | 0 | 0 | 1 | 2.804 | 1.6625 | 0.078 | 21.382 | 0.878 | 1 | -12.527 | 0 | 0 | 21640.4
PI1000-2708.1 | PI1000-2708 | PI1000-2345 | 1 | 675 | Rainfall_100yr | Rainfall | 0 | 0 | 41785.38 | 1.959 | 1.8527 | 0.682 | 21.601 | 2.001 | 0 | 0 | 1 | 1.178 | 1.8585 | 0.745 | 21.901 | 2.618 | 1 | 3.516 | 0 | 0 | 41946.11
PI1201-933.1 | PI1201-933 | PI1201-888 | 1 | 675 | Rainfall_100yr | Rainfall | 0 | 0 | 166606.3 | 4.413 | 5.269 | 0.568 | 26.864 | 3.729 | 0 | 0 | 2 | 4.583 | 5.3507 | 0.614 | 27.14 | 3.726 | 2 | 3.224 | 0 | 0 | 166606.3
PI1104-32.1 | PI1104-32 | PI1100-1318 | 1 | 675 | Rainfall_100yr | Rainfall | 0 | 0 | 33821.64 | 7.361 | 3.0067 | 0.063 | 29.928 | 1.804 | 0 | 0 | 1 | 7.358 | 3.0068 | 0.177 | 30.005 | 1.805 | 1 | 3.248 | 0 | 0 | 33861.62
PI1105-1142.1 | PI1105-1142 | PI1105-1032 | 1 | 675 | Rainfall_100yr | Rainfall | 0 | 0 | 60900.58 | 8.106 | 2.7195 | 0.275 | 32.616 | 1.649 | 0 | 0 | 1 | 8.066 | 2.6762 | 0.613 | 32.849 | 1.606 | 1 | 3.202 | 0 | 0 | 60900.66
PI110502-88.1 | PI110502-88 | PI1105-1032 | 1 | 675 | Rainfall_100yr | Rainfall | 0 | 0 | 44968.35 | 8.106 | 4.8633 | 0.123 | 32.609 | 3.072 | 0 | 0 | 2 | 7.979 | 4.8648 | 0.491 | 32.702 | 3.037 | 2 | 3.233 | 0 | 0 | 44968.43
PI110501-25.1 | PI110501-25 | PI1105-714 | 1 | 675 | Rainfall_100yr | Rainfall | 0 | 0 | 92686.45 | 8.169 | 5.6754 | 0.335 | 32.165 | 3.3 | 0 | 0 | 2 | 8.333 | 5.67 | 0.493 | 32.385 | 3.279 | 2 | 3.181 | 0 | 0 | 92689.27
PI2200-110.1 | PI2200-110 | CC0200-1924 | 1 | 675 | Rainfall_100yr | Rainfall | 0 | 0 | 142300.02 | 0.733 | 4.3157 | 0.991 | 29.599 | 4.136 | 0 | 0 | 0.45 | 0.896 | 4.3157 | 0.674 | 29.83 | 3.166 | 0 | 9.093 | 0 | 0 | 142300.84
PI2200-176.1 | PI2200-176 | PI2200-138 | 1 | 675 | Rainfall_100yr | Rainfall | 0 | 0 | 142302.22 | 1.18 | 4.3158 | 0.575 | 30.204 | 3.596 | 0 | 0 | 2 | 1.304 | 4.3158 | 0.556 | 30.371 | 3.432 | 2 | 2.597 | 0 | 0 | 142302.58
PI2200-138.1 | PI2200-138 | PI2200-110 | 1 | 675 | Rainfall_100yr | Rainfall | 0 | 0 | 142301.52 | 0.993 | 4.3157 | 0.726 | 30.036 | 4.13 | 0 | 0 | 0.89 | 1.108 | 4.3157 | 0.638 | 30.15 | 3.753 | 1 | 2.597 | 0 | 0 | 142302.02
PI0305-298.1 | PI0305-298 | PI0300-10339 | 1 | 675 | Rainfall_100yr | Rainfall | 0 | 0 | 27325.22 | 7.496 | -2.6732 | 0.251 | 30.886 | 1.752 | 0 | 0 | 1 | 6.349 | 2.7864 | 0.609 | 30.382 | 1.842 | 1 | 2.993 | 0 | 0 | 27325.58
PI8101-44.1 | PI8101-44 | PI8100-880 | 1 | 675 | Rainfall_100yr | Rainfall | 0 | 0 | 158527.34 | 4.342 | 6.0817 | 0.763 | 51.39 | 4.766 | 0 | 0 | 2 | 4.667 | 6.0817 | 0.592 | 51.784 | 4.552 | 2 | 2.681 | 0 | 0 | 158527.52
PI9401-322.1 | PI9401-322 | PI9401-43 | 1 | 675 | Rainfall_100yr | Rainfall | 0 | 0 | 71020.43 | 7.153 | 4.4863 | 0.436 | 88.573 | 2.999 | 0 | 0 | 2 | 6.968 | 4.4151 | 0.709 | 89.144 | 2.87 | 2 | 3.349 | 0 | 0 | 71020.76
PI9401-647.1 | PI9401-647 | PI9401-322 | 1 | 675 | Rainfall_100yr | Rainfall | 0 | 0 | 70578.95 | 6.976 | 4.376 | 0.668 | 89.141 | 2.836 | 0 | 0 | 2 | 6.683 | 4.3898 | 0.711 | 89.735 | 2.995 | 2 | 3.349 | 0 | 0 | 70579.25
PI9400-3124.1 | PI9400-3124 | PI9400-2861 | 1 | 675 | Rainfall_100yr | Rainfall | 0 | 0 | 19284.77 | 4.867 | 3.3666 | 0.509 | 87.403 | 2.242 | 0 | 0 | 2 | 5.013 | 3.3715 | 0.618 | 88.088 | 2.227 | 2 | 2.904 | 0 | 0 | 19284.8
PI9400-2861.1 | PI9400-2861 | PI9400-2557 | 1 | 675 | Rainfall_100yr | Rainfall | 0 | 0 | -3357.33 | 6.124 | -3.0092 | 0.529 | 88.034 | -1.895 | 0 | 0 | 2 | 4.882 | -3.0093 | 0.614 | 87.384 | -2.001 | 2 | 2.904 | 0 | 0 | -3357.22
PI150101-1656.1 | PI150101-1656 | PI150101-1367 | 1 | 675 | Rainfall_100yr | Rainfall | 0 | 0 | 120871.07 | 3.012 | 3.0668 | 0.449 | 40.412 | 2.103 | 0 | 0 | 1 | 2.367 | 3.0785 | 0.691 | 40.487 | 2.72 | 1 | 3.83 | 0 | 0 | 120995.96
PI150101-1367.1 | PI150101-1367 | PI150101-1252 | 1 | 675 | Rainfall_100yr | Rainfall | 0 | 0 | 206776.72 | 2.705 | 6.388 | 0.46 | 40.119 | 3.385 | 0 | 0 | 2 | 2.941 | 6.3872 | 0.472 | 40.473 | 3.348 | 2 | 3.389 | 0 | 0 | 206841.58
PI3301-57.1 | PI3301-57 | PI3300-1847 | 1 | 675 | Rainfall_100yr | Rainfall | 0 | 0 | 44686.68 | 6.971 | 5.0111 | 0.093 | 61.636 | 2.773 | 0 | 0 | 2 | 7.046 | 5.012 | 0.093 | 61.87 | 2.763 | 2 | 3.802 | 0 | 0 | 44686.91
PI3301-263.1 | PI3301-263 | PI3301-57 | 1 | 675 | Rainfall_100yr | Rainfall | 0 | 0 | 11914.33 | 7.077 | 2.5818 | 0.049 | 61.8 | 1.443 | 0 | 0 | 1 | 1.913 | 1.7334 | 0.094 | 61.933 | 1.171 | 1 | 12.298 | 0 | 0 | 11915.21
PI2300-1551.1 | PI2300-1551 | PI2300-1380 | 1 | 675 | Rainfall_100yr | Rainfall | 0 | 0 | 70572.75 | 5.288 | 7.4619 | 0.618 | 34.214 | 3.642 | 0 | 0 | 2 | 5.442 | 7.5273 | 0.779 | 34.887 | 3.636 | 2 | 5.799 | 0 | 0 | 70572.87
PI3700-1996.1 | PI3700-1996 | PI3700-1694 | 1 | 675 | Rainfall_100yr | Rainfall | 0 | 0 | 248865.22 | 5.998 | 6.0291 | 0.337 | 67.53 | 2.855 | 0 | 0 | 2 | 6.213 | 6.0342 | 0.706 | 68.503 | 2.921 | 2 | 5.27 | 0 | 0 | 249175.86
PI3700-1694.1 | PI3700-1694 | PI3700-1441 | 1 | 675 | Rainfall_100yr | Rainfall | 0 | 0 | 248564.94 | 5.237 | 6.0221 | 0.635 | 66.711 | 2.924 | 0 | 0 | 2 | 5.978 | 6.0261 | 0.343 | 67.509 | 2.855 | 2 | 1.618 | 0 | 0 | 248852.73
PI3701-249.1 | PI3701-249 | PI3700-1441 | 1 | 675 | Rainfall_100yr | Rainfall | 0 | 0 | 227788.75 | 5.237 | 7.971 | 0.63 | 66.642 | 4.194 | 0 | 0 | 2 | 5.487 | 7.9703 | 0.353 | 67.03 | 4.01 | 2 | 2.4 | 0 | 0 | 227984.31
PI3700-2252.1 | PI3700-2252 | PI3700-1996 | 1 | 675 | Rainfall_100yr | Rainfall | 0 | 0 | 249185.64 | 6.303 | 6.0373 | 0.553 | 68.593 | 2.829 | 0 | 0 | 2 | 6.495 | 6.0414 | 0.711 | 69.424 | 3.069 | 2 | 5.253 | 0 | 0 | 249414.86
PI4201-570.1 | PI4201-570 | PI4201-271 | 1 | 675 | Rainfall_100yr | Rainfall | 0 | 0 | 0 | 0.323 | -0.00976 | 0.042 | 81.895 | -0.083 | 0 | 0 | 0.22 | 0.15 | 0 | 0 | 89.15 | 0 | 0 | 16.56 | 0 | 0 | 0
PI4204-1885.1 | PI4204-1885 | PI4204-1838 | 1 | 675 | Rainfall_100yr | Rainfall | 0 | 0 | 61384.16 | 9.092 | 7.9178 | 0.563 | 86.159 | 3.406 | 0 | 0 | 2 | 9.235 | 7.9181 | 0.644 | 86.423 | 3.392 | 2 | 5.328 | 0 | 0 | 61440.07
PI4203-1439.1 | PI4203-1439 | PI4203-1192 | 1 | 675 | Rainfall_100yr | Rainfall | 0 | 0 | 122355.72 | 7.308 | 9.3455 | 0.434 | 83.22 | 4.524 | 0 | 0 | 2 | 7.287 | 9.4181 | 0.651 | 83.73 | 4.359 | 2 | 4.866 | 0 | 0 | 122355.73
PI4203-1149.1 | PI4203-1149 | PI4203-1119 | 1 | 675 | Rainfall_100yr | Rainfall | 0 | 0 | 122289.06 | 7.191 | 9.2454 | 0.449 | 83.009 | 4.577 | 0 | 0 | 2 | 7.21 | 9.248 | 0.47 | 83.068 | 4.55 | 2 | 3.795 | 0 | 0 | 122289.06
PI4203-1192.1 | PI4203-1192 | PI4203-1149 | 1 | 675 | Rainfall_100yr | Rainfall | 0 | 0 | 122355.72 | 7.231 | 9.2838 | 0.45 | 83.093 | 4.559 | 0 | 0 | 2 | 7.268 | 9.2942 | 0.469 | 83.18 | 4.522 | 2 | 3.6 | 0 | 0 | 122355.72
PI4203-1119.1 | PI4203-1119 | PI4203-862 | 1 | 675 | Rainfall_100yr | Rainfall | 0 | 0 | 122299.75 | 6.932 | 9.2083 | 0.922 | 82.501 | 4.844 | 0 | 0 | 2 | 7.179 | 9.2301 | 0.46 | 82.998 | 4.577 | 2 | 3.28 | 0 | 0 | 122300.27
PI7819-162.1 | PI7819-162 | PI7800-9364 | 1 | 675 | Rainfall_100yr | Rainfall | 0 | 0 | 294535.66 | 6.03 | 7.0385 | 0.601 | 51.518 | 3.357 | 0 | 0 | 2 | 5.798 | 6.9377 | 0.949 | 51.996 | 3.64 | 2 | 6.921 | 0 | 0 | 294635.81
PI3300-2917.1 | PI3300-2917 | PI3300-2541 | 1 | 675 | Rainfall_100yr | Rainfall | 0 | 0 | 79562.18 | 5.603 | 6.4998 | 0.726 | 61.93 | 3.501 | 0 | 0 | 1 | 2.165 | 6.9383 | 1.364 | 62.442 | 6.105 | 1 | 10.686 | 0 | 0 | 79562.28
PI1505-659.1 | PI1505-659 | PI1505-360 | 1 | 675 | Rainfall_100yr | Rainfall | 0 | 0 | 74564.26 | 3.173 | 5.7543 | 0.743 | 57.348 | 2.973 | 0 | 0 | 1 | 3.11 | 5.7552 | 0.801 | 58.247 | 2.979 | 1 | 5.945 | 0 | 0 | 74564.32
PI1505-360.1 | PI1505-360 | PI1500-5731 | 1 | 675 | Rainfall_100yr | Rainfall | 0 | 0 | 64876.44 | 4.026 | 3.1291 | 0.977 | 56.951 | 2.918 | 0 | 0 | 1 | 3.166 | 3.1302 | 0.801 | 57.246 | 2.919 | 1 | 5.945 | 0 | 0 | 64876.51
PI781901-258.1 | PI781901-258 | PI7819-808 | 1 | 675 | Rainfall_100yr | Rainfall | 0 | 0 | 12468.94 | 5.725 | 3.1012 | 0.135 | 54.557 | 1.474 | 0 | 0 | 1 | 4.744 | 3.1064 | 0.794 | 54.78 | 1.663 | 1 | 7.171 | 0 | 0 | 12509.73
PI7800-9775.1 | PI7800-9775 | PI7800-9711 | 1 | 675 | Rainfall_100yr | Rainfall | 0 | 0 | 101502.39 | 4.776 | 3.7882 | 0.662 | 51.133 | 2.691 | 0 | 0 | 1 | 4.595 | 3.7865 | 0.741 | 51.133 | 2.936 | 1 | 5.6 | 0 | 0 | 101503.41
PI7800-9711.1 | PI7800-9711 | PI7800-9552 | 1 | 675 | Rainfall_100yr | Rainfall | 0 | 0 | 124592.27 | 5.269 | 4.0015 | 0.666 | 51.181 | 2.459 | 0 | 0 | 1 | 4.777 | 4.0109 | 0.753 | 51.139 | 3.028 | 1 | 5.6 | 0 | 0 | 124595.86
PI7800-9552.1 | PI7800-9552 | PI7800-9364 | 1 | 675 | Rainfall_100yr | Rainfall | 0 | 0 | 122884.26 | 6.03 | 3.9791 | 0.322 | 51.422 | 2.085 | 0 | 0 | 1 | 5.276 | 3.9902 | 0.701 | 51.216 | 2.518 | 1 | 5.6 | 0 | 0 | 122959.61
PI0800-15367.1 | PI0800-15367 | PI0800-15119 | 1 | 675 | Rainfall_100yr | Rainfall | 0 | 0 | 115590.36 | 8.9 | 5.3033 | 0.616 | 41.905 | 2.433 | 0 | 0 | 1 | 6.473 | 5.2689 | 1.371 | 42.184 | 4.973 | 1 | 10.865 | 0 | 0 | 115595.17
PI1504-541.1 | PI1504-541 | PI1504-48 | 1 | 675 | Rainfall_100yr | Rainfall | 0 | 0 | 61115.57 | 4.927 | 5.3025 | 0.662 | 54.999 | 2.591 | 0 | 0 | 1 | 7.732 | 5.3011 | 0.204 | 56.419 | 2.372 | 1 | -5.097 | 0 | 0 | 61115.57
PI150401-249.1 | PI150401-249 | PI1504-541 | 1 | 675 | Rainfall_100yr | Rainfall | 0 | 0 | 95111.16 | 7.761 | 5.806 | 0.339 | 56.463 | 2.598 | 0 | 0 | 2 | 7.895 | 5.805 | 0.638 | 57.217 | 2.586 | 2 | 5.246 | 0 | 0 | 95111.16
PI150101-1944.1 | PI150101-1944 | PI150101-1656 | 1 | 675 | Rainfall_100yr | Rainfall | 0 | 0 | 109536.73 | 2.372 | 2.8196 | 0.634 | 40.534 | 2.447 | 0 | 0 | 2 | 2.126 | 2.8242 | 0.675 | 41.014 | 2.628 | 2 | 2.689 | 0 | 0 | 109652.84
PI7819-808.1 | PI7819-808 | PI7819-162 | 1 | 675 | Rainfall_100yr | Rainfall | 0 | 0 | 242386.95 | 5.819 | 6.7108 | 0.835 | 52.041 | 3.188 | 0 | 0 | 1 | 5.624 | 6.7253 | 0.952 | 54.657 | 3.854 | 1 | 6.921 | 0 | 0 | 242752.88
PI8400-2854.1 | PI8400-2854 | PI8500-1657 | 1 | 675 | Rainfall_100yr | Rainfall | 0 | 0 | -6234.49 | 7.945 | -3.1303 | 0.493 | 35.981 | -1.557 | 0 | 0 | 1 | 6.05 | -3.143 | 0.707 | 35.567 | 2.562 | 1 | 5.25 | 0 | 0 | -6224.61
PI3800-8203.1 | PI3800-8203 | PI3800-7932 | 1 | 675 | Rainfall_100yr | Rainfall | 0 | 0 | 69587.53 | 7.317 | 5.6988 | 0.589 | 85.818 | 2.714 | 0 | 0 | 2 | 7.192 | 5.6924 | 0.708 | 86.374 | 2.992 | 2 | 5.256 | 0 | 0 | 69587.66
PI3800-8485.1 | PI3800-8485 | PI3800-8203 | 1 | 675 | Rainfall_100yr | Rainfall | 0 | 0 | 69587.66 | 7.204 | 5.6884 | 0.668 | 86.386 | 2.883 | 0 | 0 | 2 | 7.075 | 5.6837 | 0.709 | 86.964 | 3.049 | 2 | 5.256 | 0 | 0 | 69587.68
PI9005-592.1 | PI9005-592 | PI9005-501 | 1 | 675 | Rainfall_100yr | Rainfall | 0 | 0 | 177389.98 | 6.126 | 6.9079 | 0.645 | 68.809 | 3.542 | 0 | 0 | 2 | 6.006 | 6.9194 | 0.784 | 68.976 | 3.534 | 2 | 5.916 | 0 | 0 | 177390.13
PI9005-501.1 | PI9005-501 | PI9005-391 | 1 | 675 | Rainfall_100yr | Rainfall | 0 | 0 | 177389.78 | 6.224 | 6.872 | 0.768 | 68.557 | 3.56 | 0 | 0 | 2 | 6.077 | 6.8848 | 0.793 | 68.76 | 3.549 | 2 | 5.916 | 0 | 0 | 177389.95
PI4600-391.1 | PI4600-391 | CC0300-12540 | 1 | 675 | Rainfall_100yr | Rainfall | 0 | 0 | 111188.18 | 5.879 | 6.5092 | 0.945 | 85.4 | 3.329 | 0 | 0 | 2 | 4.582 | 6.5219 | 0.692 | 85.088 | 3.276 | 2 | 5.261 | 0 | 0 | 111353.36
PI4600-574.1 | PI4600-574 | PI4600-494 | 1 | 675 | Rainfall_100yr | Rainfall | 0 | 0 | 15080.65 | 4.656 | 2.1574 | 0.489 | 85.409 | 1.085 | 0 | 0 | 1 | 4.445 | 2.1583 | 0.543 | 85.399 | 1.094 | 1 | 5.26 | 0 | 0 | 15080.65
PI4600-494.1 | PI4600-494 | PI4600-391 | 1 | 675 | Rainfall_100yr | Rainfall | 0 | 0 | 60557.93 | 4.585 | 6.3753 | 0.136 | 85.19 | 3.159 | 0 | 0 | 2 | 4.636 | 6.3816 | 0.503 | 85.52 | 3.149 | 2 | 5.26 | 0 | 0 | 60557.94
PI4300-4518.1 | PI4300-4518 | PI4300-4410 | 1 | 675 | Rainfall_100yr | Rainfall | 0 | 0 | 128148.93 | 7.819 | 8.9192 | 0.726 | 93.156 | 4.151 | 0 | 0 | 2 | 7.359 | 8.991 | 1.173 | 93.458 | 5.041 | 2 | 8.762 | 0 | 0 | 128149.01
PI430101-167.1 | PI430101-167 | PI4301-285 | 1 | 675 | Rainfall_100yr | Rainfall | 0 | 0 | -186706.56 | 7.266 | -6.4494 | 0.41 | 82.985 | -2.955 | 0 | 0 | 1 | 6.848 | -6.4381 | 0.092 | 82.37 | -2.993 | 1 | -3.632 | 0 | 0 | -186404.38
PI4302-730.1 | PI4302-730 | PI4302-367 | 1 | 675 | Rainfall_100yr | Rainfall | 0 | 0 | 14986.11 | 4.187 | 2.1215 | 0.963 | 87.743 | 2.645 | 0 | 0 | 1 | 2.756 | 2.1306 | 0.927 | 87.884 | 2.934 | 1 | 6.913 | 0 | 0 | 14986.27
PI4302-367.1 | PI4302-367 | PI4300-2849 | 1 | 675 | Rainfall_100yr | Rainfall | 0 | 0 | 14985.83 | 6.673 | 2.1101 | 0.113 | 87.597 | 0.982 | 0 | 0 | 1 | 4.184 | 2.1172 | 1.106 | 87.74 | 2.919 | 1 | 8.892 | 0 | 0 | 14986.11
PI9005-391.1 | PI9005-391 | PI9000-7110 | 1 | 675 | Rainfall_100yr | Rainfall | 0 | 0 | 177387.47 | 6.732 | 6.816 | 0.236 | 67.823 | 3.595 | 0 | 0 | 2 | 6.209 | 6.8515 | 0.796 | 68.541 | 3.557 | 2 | 5.916 | 0 | 0 | 177389.75
PI080901-738.1 | PI080901-738 | PI0809-784 | 1 | 675 | Rainfall_100yr | Rainfall | 0 | 0 | 77172.98 | 6.788 | 7.6126 | 0.666 | 29.733 | 3.512 | 0 | 0 | 2 | 8.807 | 7.6244 | 0.708 | 33.586 | 3.309 | 2 | 5.247 | 0 | 0 | 77176.54
PI0809-1271.1 | PI0809-1271 | PI0809-1151 | 1 | 675 | Rainfall_100yr | Rainfall | 0 | 0 | 147457.61 | 6.351 | 6.9293 | 0.588 | 29.591 | 3.329 | 0 | 0 | 1 | 8.217 | 7.414 | 0.1 | 29.656 | 3.316 | 1 | -13.023 | 0 | 0 | 147587.55
PI9603-429.1 | PI9603-429 | PI9600-2816 | 1 | 675 | Rainfall_100yr | Rainfall | 0 | 0 | 82605.73 | 10.674 | 9.877 | 0.298 | 94.677 | 4.541 | 0 | 0 | 2 | 10.427 | 9.9601 | 1.038 | 96.78 | 4.38 | 2 | 7.745 | 0 | 0 | 82662.12
PI9603-465.1 | PI9603-465 | PI9603-429 | 1 | 675 | Rainfall_100yr | Rainfall | 0 | 0 | 35198.27 | 10.456 | 4.4035 | 0.445 | 96.663 | 2.084 | 0 | 0 | 1 | 9.848 | 4.4242 | 1.452 | 96.675 | 4.021 | 1 | 13.801 | 0 | 0 | 35198.27
PI9600-3853.1 | PI9600-3853 | PI9600-3614 | 1 | 675 | Rainfall_100yr | Rainfall | 0 | 0 | 205424.34 | 9.762 | 8.8065 | 0.812 | 98.369 | 3.977 | 0 | 0 | 1 | 8.501 | 8.8296 | 1.343 | 99.52 | 6.089 | 1 | 10.536 | 0 | 0 | 205435.17
PI9600-3614.1 | PI9600-3614 | PI9600-3386 | 1 | 675 | Rainfall_100yr | Rainfall | 0 | 0 | 303421.28 | 10.163 | 11.6305 | 1.101 | 97.211 | 5.651 | 0 | 0 | 2 | 9.736 | 11.6126 | 1.173 | 98.358 | 5.44 | 2 | 8.711 | 0 | 0 | 303454.22
PI9600-3386.1 | PI9600-3386 | PI9600-3191 | 1 | 675 | Rainfall_100yr | Rainfall | 0 | 0 | 282047.78 | 11.695 | 11.6707 | 0.901 | 96.849 | 5.781 | 0 | 0 | 2 | 10.157 | 11.655 | 1.353 | 97.093 | 5.754 | 2 | 10.047 | 0 | 0 | 282073.5
PI9600-3191.1 | PI9600-3191 | PI9600-3082 | 1 | 675 | Rainfall_100yr | Rainfall | 0 | 0 | 416537.38 | 10.761 | 24.1476 | 0.383 | 95.543 | 11.62 | 0 | 0 | 2 | 11.54 | 24.4468 | 1.011 | 97.608 | 10.079 | 2 | 7.792 | 0 | 0 | 416566.97
PI1100-2781.1 | PI1100-2781 | PI1100-2504 | 1 | 675 | Rainfall_100yr | Rainfall | 0 | 0 | 103683.02 | 5.094 | 4.9054 | 0.657 | 32.815 | 2.433 | 0 | 0 | 1 | 4.595 | 4.9066 | 0.706 | 33.01 | 2.888 | 1 | 5.244 | 0 | 0 | 103687.38
PI1100-2504.1 | PI1100-2504 | PI1100-2008 | 1 | 675 | Rainfall_100yr | Rainfall | 0 | 0 | 123976.48 | 7.145 | 6.3076 | 0.45 | 30.987 | 2.873 | 0 | 0 | 1 | 4.975 | 6.5689 | 1.264 | 32.823 | 4.583 | 1 | 9.393 | 0 | 0 | 123987.27
PI6605-65.1 | PI6605-65 | PI6600-3895 | 1 | 675 | Rainfall_100yr | Rainfall | 0 | 0 | 143962.19 | 12.23 | 8.3255 | 0.386 | 20.928 | 3.368 | 0 | 0 | 2 | 12.041 | 8.322 | 0.613 | 20.897 | 3.344 | 2 | 5.215 | 0 | 0 | 143981.36
PI1100-2824.1 | PI1100-2824 | PI1100-2781 | 1 | 675 | Rainfall_100yr | Rainfall | 0 | 0 | 112924.95 | 4.601 | 6.2638 | 0.666 | 33.121 | 3.089 | 0 | 0 | 2 | 4.635 | 6.2642 | 0.702 | 33.267 | 3.085 | 2 | 5.346 | 0 | 0 | 112925.6
PI1100-3029.1 | PI1100-3029 | PI1100-2824 | 1 | 675 | Rainfall_100yr | Rainfall | 0 | 0 | 104364.79 | 4.659 | 6.1662 | 0.623 | 33.283 | 3.035 | 0 | 0 | 1 | 2.386 | 6.1672 | 1.57 | 34.05 | 5.273 | 1 | 12.721 | 0 | 0 | 104365.83
PI4900-519.1 | PI4900-519 | CC0300-13850 | 1 | 675 | Rainfall_100yr | Rainfall | 0 | 0 | 209433.89 | 4.681 | 10.1597 | 0.993 | 92.616 | 5.255 | 0 | 0 | 2 | 8.629 | 10.1753 | 0.336 | 96.706 | 4.518 | 2 | 1.889 | 0 | 0 | 209912.64
PI4700-430.1 | PI4700-430 | PI4700-120 | 1 | 675 | Rainfall_100yr | Rainfall | 0 | 0 | 104941.52 | 2.837 | 8.716 | 0.659 | 88.353 | 4.64 | 0 | 0 | 2 | 3.923 | 8.726 | 0.683 | 90.212 | 4.421 | 2 | 5.065 | 0 | 0 | 104941.55
PI4500-41.1 | PI4500-41 | CC0300-12425 | 1 | 675 | Rainfall_100yr | Rainfall | 0 | 0 | 62969.59 | 3.759 | 8.0068 | 0.873 | 82.805 | 4.092 | 0 | 0 | 1 | 2.81 | 8.0074 | 1.008 | 83.025 | 4.197 | 1 | 16.414 | 0 | 0 | 62986.68
PI1501-2112.1 | PI1501-2112 | PI1501-1687 | 1 | 675 | Rainfall_100yr | Rainfall | 0 | 0 | 139623.67 | 1.928 | 5.8396 | 0.679 | 38.92 | 3.498 | 0 | 0 | 2 | 1.99 | 5.8427 | 0.772 | 40.246 | 3.694 | 2 | 5.727 | 0 | 0 | 139624.52
PI4100-139.1 | PI4100-139 | CC0300-10707 | 1 | 675 | Rainfall_100yr | Rainfall | 0 | 0 | 92504.4 | 5.193 | 6.529 | 0.961 | 74.379 | 3.308 | 0 | 0 | 2 | 4.804 | 6.5335 | 0.687 | 74.386 | 3.288 | 2 | 5.229 | 0 | 0 | 92534.75
PI680102-83.1 | PI680102-83 | PI6801-1062 | 1 | 675 | Rainfall_100yr | Rainfall | 0 | 0 | 48459.33 | 6.899 | 2.4131 | 0.38 | 21.056 | 1.13 | 0 | 0 | 1 | 6.716 | 2.4143 | 0.608 | 21.074 | 1.387 | 1 | 5.153 | 0 | 0 | 48459.41
PI690406-141.1 | PI690406-141 | PI6904-896 | 1 | 675 | Rainfall_100yr | Rainfall | 0 | 0 | 283182.31 | 6.427 | 8.707 | 0.464 | 23.584 | 4.377 | 0 | 0 | 2 | 6.475 | 8.6919 | 0.715 | 23.999 | 4.285 | 2 | 5.456 | 0 | 0 | 283182.94
PI6801-1986.1 | PI6801-1986 | PI6801-1762 | 1 | 675 | Rainfall_100yr | Rainfall | 0 | 0 | 113580.43 | 6.889 | 5.657 | 0.666 | 22.882 | 2.599 | 0 | 0 | 2 | 6.971 | 5.6585 | 0.707 | 23.523 | 2.592 | 2 | 5.251 | 0 | 0 | 113580.48
PI8300-48.1 | PI8300-48 | PI8200-631 | 1 | 675 | Rainfall_100yr | Rainfall | 0 | 0 | 91341.62 | 5.116 | 5.7794 | 0.477 | 30.924 | 2.96 | 0 | 0 | 1 | 5.261 | 5.7768 | 0.209 | 30.958 | 2.933 | 1 | -5.002 | 0 | 0 | 91353.49
PI7800-5967.1 | PI7800-5967 | PI7800-5931 | 1 | 675 | Rainfall_100yr | Rainfall | 0 | 0 | 1016580.56 | 7.894 | 34.4438 | 1.009 | 44.858 | 5.357 | 0 | 0 | 1 | 5.957 | 34.47 | 2.226 | 44.95 | 11.72 | 1 | 105.169 | 0 | 0 | 1016599.19
PI7809-11.1 | PI7809-11 | PI7800-5967 | 1 | 675 | Rainfall_100yr | Rainfall | 0 | 0 | 75112.14 | 5.975 | 3.1514 | 4.116 | 44.889 | -10.151 | 0 | 0 | 1 | 8.076 | 3.1319 | 0.042 | 44.889 | 1.389 | 1 | -45.948 | 0 | 0 | 75127.59
PI9002-448.1 | PI9002-448 | PI9002-375 | 1 | 675 | Rainfall_100yr | Rainfall | 0 | 0 | -57156.1 | 7.127 | -8.1935 | 0.964 | 58.516 | -3.731 | 0 | 0 | 1 | 6.17 | -8.1933 | 1.165 | 58.091 | -3.841 | 1 | 8.879 | 0 | 0 | -57156.08
PI9002-242.1 | PI9002-242 | PI9002-77 | 1 | 675 | Rainfall_100yr | Rainfall | 0 | 0 | 119942.7 | 9.566 | 14.9265 | 0.456 | 58.717 | 7.435 | 0 | 0 | 2 | 8.039 | 15.6738 | 1.094 | 58.314 | 7.259 | 2 | 8.879 | 0 | 0 | 119943.04
PI9002-375.1 | PI9002-375 | PI9002-242 | 1 | 675 | Rainfall_100yr | Rainfall | 0 | 0 | 40412.39 | 8.043 | 7.4167 | 0.429 | 58.271 | 3.45 | 0 | 0 | 1 | 7.126 | 5.6451 | 1.118 | 58.307 | 3.02 | 1 | 8.879 | 0 | 0 | 40412.42
PI7803-678.2 | PI7803-678 | PI7802-589 | 2 | 675 | Rainfall_100yr | Rainfall | 0 | 0 | 100262.27 | 7.055 | 3.6846 | 0.521 | 32.135 | 1.975 | 0 | 0 | 1 | 4.976 | 3.6596 | 0.706 | 31.748 | 2.982 | 1 | 5.247 | 0 | 0 | 100404.87
PI8200-1250.1 | PI8200-1250 | PI8200-631 | 1 | 675 | Rainfall_100yr | Rainfall | 0 | 0 | 119419.92 | 5.116 | 4.1001 | 0.639 | 30.926 | 2.066 | 0 | 0 | 2 | 4.711 | 4.102 | 0.546 | 31.453 | 2.474 | 2 | 4.059 | 0 | 0 | 119521.28
PI7703-18.1 | PI7703-18 | PI7700-4166 | 1 | 675 | Rainfall_100yr | Rainfall | 0 | 0 | 44687.92 | 6.727 | 2.9207 | 0.108 | 41.878 | 1.381 | 0 | 0 | 1 | 6.677 | 2.921 | 0.165 | 41.891 | 1.384 | 1 | 6.206 | 0 | 0 | 44694.42
PI7710-473.1 | PI7710-473 | PI7700-5454 | 1 | 675 | Rainfall_100yr | Rainfall | 0 | 0 | 142074.55 | 5.357 | 8.4597 | 0.429 | 44.523 | 4.438 | 0 | 0 | 2 | 6.306 | 8.4779 | 0.702 | 46.642 | 4.169 | 2 | 5.246 | 0 | 0 | 142102.45
PI0800-15119.1 | PI0800-15119 | PI0800-15089 | 1 | 675 | Rainfall_100yr | Rainfall | 0 | 0 | 188414.91 | 8.774 | 7.814 | 0.648 | 41.873 | 3.396 | 0 | 0 | 2 | 8.856 | 7.8148 | 0.678 | 42.031 | 3.387 | 2 | 5.245 | 0 | 0 | 188416.28
PI5500-1543.1 | PI5500-1543 | PI5500-1325 | 1 | 675 | Rainfall_100yr | Rainfall | 0 | 0 | 101948.05 | 10.721 | 4.996 | 0.425 | 99.697 | 2.383 | 0 | 0 | 1 | 9.145 | 4.9914 | 1.247 | 99.823 | 4.239 | 1 | 9.27 | 0 | 0 | 102378.5
PI5500-1750.1 | PI5500-1750 | PI5500-1543 | 1 | 675 | Rainfall_100yr | Rainfall | 0 | 0 | 102419.44 | 9.148 | 5.006 | 0.991 | 99.826 | 3.743 | 0 | 0 | 1 | 8.744 | 5.0219 | 0.713 | 99.942 | 3.015 | 1 | 5.271 | 0 | 0 | 102811.56
PI5500-1867.1 | PI5500-1867 | PI5500-1750 | 1 | 675 | Rainfall_100yr | Rainfall | 0 | 0 | 102845.97 | 8.747 | 5.0367 | 0.671 | 99.945 | 2.901 | 0 | 0 | 1 | 8.842 | 5.046 | 0.389 | 100.009 | 2.492 | 1 | -1.68 | 0 | 0 | 103066.7
PI6903-244.1 | PI6903-244 | PI6900-1162 | 1 | 675 | Rainfall_100yr | Rainfall | 0 | 0 | 131288.75 | 9.888 | 11.5563 | 0.456 | 21.178 | 5.697 | 0 | 0 | 2 | 8.724 | 11.7429 | 0.425 | 20.228 | 5.27 | 2 | 3.158 | 0 | 0 | 131306.95
PI690403-396.1 | PI690403-396 | PI690403-144 | 1 | 675 | Rainfall_100yr | Rainfall | 0 | 0 | 219233.27 | 6.568 | 5.1767 | 0.364 | 23.587 | 2.542 | 0 | 0 | 2 | 6.548 | 5.1792 | 0.601 | 24.036 | 2.531 | 2 | 4.535 | 0 | 0 | 219249.73
PI690403-144.1 | PI690403-144 | PI6904-769 | 1 | 675 | Rainfall_100yr | Rainfall | 0 | 0 | 213458.95 | 6.466 | 5.1761 | 0.441 | 23.359 | 2.567 | 0 | 0 | 2 | 6.532 | 5.1773 | 0.385 | 23.54 | 2.548 | 2 | 2.902 | 0 | 0 | 213470.98
PI3201-113.1 | PI3201-113 | PI3200-88 | 1 | 675 | Rainfall_100yr | Rainfall | 0 | 0 | -532.99 | 7.519 | -6.1484 | 0.941 | 58.5 | -2.813 | 0 | 0 | 2 | 6.874 | -6.1439 | 0.651 | 58.14 | -2.869 | 2 | 5.219 | 0 | 0 | -327
PI3400-63.1 | PI3400-63 | CC0300-7103 | 1 | 675 | Rainfall_100yr | Rainfall | 0 | 0 | 129660.34 | 2.917 | 5.366 | 0.986 | 60.473 | 3.22 | 0 | 0 | 2 | 2.865 | 5.3578 | 0.702 | 60.549 | 2.892 | 2 | 4.747 | 0 | 0 | 129660.34
PI1503-2495.1 | PI1503-2495 | PI1503-2275 | 1 | 675 | Rainfall_100yr | Rainfall | 0 | 0 | 145723 | 4.037 | 5.7137 | 0.588 | 55.402 | 3.015 | 0 | 0 | 1 | 3.685 | 5.7087 | 0.847 | 55.843 | 3.794 | 1 | 6.295 | 0 | 0 | 145771.89
PI1503-2275.1 | PI1503-2275 | PI1503-2038 | 1 | 675 | Rainfall_100yr | Rainfall | 0 | 0 | 145665.02 | 4.259 | 5.7238 | 0.595 | 54.863 | 3.026 | 0 | 0 | 1 | 3.971 | 5.7182 | 0.8 | 55.337 | 3.516 | 1 | 5.951 | 0 | 0 | 145719.56
PI0304-749.1 | PI0304-749 | PI0304-537 | 1 | 675 | Rainfall_100yr | Rainfall | 0 | 0 | 113648.73 | 4.499 | 7.2188 | 0.485 | 27.223 | 3.737 | 0 | 0 | 1 | 4.861 | 7.4274 | 0.301 | 27.601 | 3.719 | 1 | -1.019 | 0 | 0 | 113655.71
PI120101-204.1 | PI120101-204 | PI1201-252 | 1 | 675 | Rainfall_100yr | Rainfall | 0 | 0 | 28304.76 | 6.457 | 6.3587 | 0.355 | 27.169 | 3.119 | 0 | 0 | 1 | 4.927 | 6.3501 | 1.13 | 27.002 | 3.275 | 1 | 8.579 | 0 | 0 | 28304.94
PI1400-1647.1 | PI1400-1647 | PI1400-1418 | 1 | 675 | Rainfall_100yr | Rainfall | 0 | 0 | 36935.86 | 4.975 | 5.0299 | 0.541 | 35.601 | 2.476 | 0 | 0 | 1 | 4.853 | 5.0609 | 0.624 | 36.051 | 2.494 | 1 | 5.21 | 0 | 0 | 37075.15
PI0304-537.1 | PI0304-537 | PI0304-260 | 1 | 675 | Rainfall_100yr | Rainfall | 0 | 0 | 84117.34 | 5.378 | 7.2897 | 0.852 | 27.797 | 3.872 | 0 | 0 | 2 | 4.511 | 7.2911 | 0.499 | 27.258 | 3.743 | 2 | 3.629 | 0 | 0 | 84122.23
PI4201-271.1 | PI4201-271 | PI4200-2500 | 1 | 675 | Rainfall_100yr | Rainfall | 0 | 0 | -0.47 | 7.038 | -1.8652 | 0.046 | 81.878 | -0.904 | 0 | 0 | 1 | 0.323 | -0.02398 | 0.103 | 81.895 | -0.204 | 1 | 16.56 | 0 | 0 | 0
PI3701-543.1 | PI3701-543 | PI3701-285 | 1 | 675 | Rainfall_100yr | Rainfall | 0 | 0 | 228019.67 | 5.55 | 7.9765 | 0.471 | 67.209 | 3.953 | 0 | 0 | 2 | 5.733 | 8.1868 | 0.699 | 68.112 | 3.967 | 2 | 5.237 | 0 | 0 | 228072.17
PI3701-285.1 | PI3701-285 | PI3701-249 | 1 | 675 | Rainfall_100yr | Rainfall | 0 | 0 | 227991.44 | 5.536 | 7.9773 | 0.332 | 67.079 | 3.993 | 0 | 0 | 2 | 5.503 | 7.9793 | 0.535 | 67.139 | 3.978 | 2 | 5.27 | 0 | 0 | 228013.69
PI150101-875.1 | PI150101-875 | PI150101-521 | 1 | 675 | Rainfall_100yr | Rainfall | 0 | 0 | 209119.2 | 1.71 | 6.7013 | 0.978 | 37.417 | 4.788 | 0 | 0 | 1 | 1.512 | 6.6848 | 0.866 | 38.571 | 4.163 | 1 | 6.432 | 0 | 0 | 209242.11
PI7703-526.1 | PI7703-526 | PI7703-18 | 1 | 675 | Rainfall_100yr | Rainfall | 0 | 0 | 44698.22 | 6.682 | 2.9242 | 0.073 | 41.896 | 1.383 | 0 | 0 | 1 | 3.607 | 2.9327 | 1.331 | 42.289 | 4.261 | 1 | 8.675 | 0 | 0 | 44711.08
PI7703-577.1 | PI7703-577 | PI7703-526 | 1 | 675 | Rainfall_100yr | Rainfall | 0 | 0 | 39663.5 | 3.612 | 2.9362 | 1.142 | 42.295 | 3.441 | 0 | 0 | 1 | 3.301 | 2.9372 | 1.25 | 42.335 | 3.786 | 1 | 8.675 | 0 | 0 | 39664.09
PI1500-6274.1 | PI1500-6274 | PI1500-6080 | 1 | 675 | Rainfall_100yr | Rainfall | 0 | 0 | 47990.23 | 6.33 | 6.5269 | 0.094 | 57.948 | 3.045 | 0 | 0 | 2 | 6.35 | 6.5269 | 0.812 | 58.704 | 3.043 | 2 | 6.465 | 0 | 0 | 48063.22
PI5300-3093.1 | PI5300-3093 | PI5300-2270 | 1 | 675 | Rainfall_100yr | Rainfall | 0 | 0 | 391261.47 | 16.398 | 5.0808 | 0.351 | 108.877 | 2.373 | 0 | 0 | 2 | 17.769 | 5.0151 | 2.353 | 110.775 | 6.949 | 2 | 2.648 | 0 | 0 | 393139.44
PI5500-2428.1 | PI5500-2428 | PI5500-1994 | 1 | 675 | Rainfall_100yr | Rainfall | 0 | 0 | 103375.62 | 8.918 | 5.0889 | 0.306 | 100.086 | 2.492 | 0 | 0 | 1 | 7.192 | 5.1345 | 0.954 | 100.332 | 3.997 | 1 | 7.084 | 0 | 0 | 104116.93
PI4303-481.1 | PI4303-481 | PI4303-260 | 1 | 675 | Rainfall_100yr | Rainfall | 0 | 0 | 118492.49 | 7.298 | 7.8428 | 0.994 | 92.829 | 4.67 | 0 | 0 | 2 | 7.329 | 7.9648 | 0.923 | 93.805 | 4.337 | 2 | 6.852 | 0 | 0 | 118492.55
PI1500-6080.1 | PI1500-6080 | PI1500-5731 | 1 | 675 | Rainfall_100yr | Rainfall | 0 | 0 | 43372.15 | 4.026 | 5.3671 | 0.837 | 57.024 | 2.703 | 0 | 0 | 1 | 6.314 | 5.366 | 0.088 | 57.881 | 2.509 | 1 | -6.699 | 0 | 0 | 43440.45
PI0800-15089.1 | PI0800-15089 | PI0800-14580 | 1 | 675 | Rainfall_100yr | Rainfall | 0 | 0 | 204962.8 | 8.355 | 7.4406 | 0.643 | 40.12 | 3.42 | 0 | 0 | 2 | 8.746 | 7.4942 | 0.708 | 41.783 | 3.305 | 2 | 5.245 | 0 | 0 | 204985.94
PI0800-14580.1 | PI0800-14580 | PI0800-14232 | 1 | 675 | Rainfall_100yr | Rainfall | 0 | 0 | 260330.63 | 5.691 | 10.5394 | 0.531 | 36.861 | 5.031 | 0 | 0 | 2 | 8.3 | 10.5564 | 0.71 | 40.288 | 4.651 | 2 | 5.257 | 0 | 0 | 260346.59
PI0800-14232.1 | PI0800-14232 | PI0800-13862 | 1 | 675 | Rainfall_100yr | Rainfall | 0 | 0 | 245025.45 | 4.438 | 8.4013 | 0.941 | 34.832 | 5.057 | 0 | 0 | 2 | 5.658 | 8.4138 | 0.597 | 36.643 | 4.078 | 2 | 4.231 | 0 | 0 | 245045.56
PI150101-1252.1 | PI150101-1252 | PI150101-875 | 1 | 675 | Rainfall_100yr | Rainfall | 0 | 0 | 209246.44 | 1.543 | 6.6846 | 0.794 | 38.603 | 3.994 | 0 | 0 | 2 | 2.657 | 6.6833 | 0.475 | 40.118 | 3.515 | 2 | 3.389 | 0 | 0 | 209440.36
PI690403-1176.1 | PI690403-1176 | PI690403-902 | 1 | 675 | Rainfall_100yr | Rainfall | 0 | 0 | -10525.19 | 5.409 | -1.6026 | 0.122 | 24.104 | -0.772 | 0 | 0 | 1 | 5.082 | -1.5997 | 0.361 | 24.076 | -0.779 | 1 | 3.472 | 0 | 0 | -10522.78
PI690403-902.1 | PI690403-902 | PI690403-396 | 1 | 675 | Rainfall_100yr | Rainfall | 0 | 0 | 138419.98 | 6.592 | 4.422 | 0.43 | 24.03 | 2.158 | 0 | 0 | 1 | 5.404 | 4.429 | 0.708 | 24.101 | 2.86 | 1 | 5.246 | 0 | 0 | 138446.98
PI6801-1428.1 | PI6801-1428 | PI6801-1062 | 1 | 675 | Rainfall_100yr | Rainfall | 0 | 0 | 105037.37 | 6.899 | 4.9354 | 0.206 | 21.112 | 2.281 | 0 | 0 | 1 | 6.72 | 4.9392 | 0.689 | 21.854 | 2.29 | 1 | 5.241 | 0 | 0 | 105037.52
PI6801-1762.1 | PI6801-1762 | PI6801-1428 | 1 | 675 | Rainfall_100yr | Rainfall | 0 | 0 | 113641.37 | 6.738 | 5.6553 | 0.636 | 21.902 | 2.61 | 0 | 0 | 2 | 6.872 | 5.6578 | 0.705 | 22.865 | 2.6 | 2 | 5.237 | 0 | 0 | 113641.4
PI7100-208.1 | PI7100-208 | CC0901-356 | 1 | 675 | Rainfall_100yr | Rainfall | 0 | 0 | 120279.68 | 3.399 | 8.0235 | 0.993 | 21.833 | 4.227 | 0 | 0 | 2 | 4.195 | 8.0348 | 0.555 | 22.917 | 4.1 | 2 | 3.99 | 0 | 0 | 120279.65
PI3400-343.1 | PI3400-343 | PI3400-116 | 1 | 675 | Rainfall_100yr | Rainfall | 0 | 0 | 129768.96 | 2.879 | 5.3586 | 0.519 | 60.681 | 2.876 | 0 | 0 | 2 | 2.741 | 5.3795 | 0.637 | 61.008 | 2.873 | 2 | 4.747 | 0 | 0 | 129772.48
PI4800-453.1 | PI4800-453 | CC0300-13140 | 1 | 675 | Rainfall_100yr | Rainfall | 0 | 0 | 124861.38 | 3.532 | 9.1006 | 0.979 | 87.82 | 4.744 | 0 | 0 | 2 | 6.046 | 9.1092 | 0.458 | 90.769 | 4.306 | 2 | 3.383 | 0 | 0 | 124862.67
PI5805-622.1 | PI5805-622 | PI5805-89 | 1 | 675 | Rainfall_100yr | Rainfall | 0 | 0 | 99324.27 | 6.159 | 5.59 | 0.955 | 52.064 | 2.779 | 0 | 0 | 2 | 6.645 | 5.6678 | 0.349 | 52.879 | 2.697 | 2 | 2.364 | 0 | 0 | 99329.63
PI5502-287.1 | PI5502-287 | PI5500-482 | 1 | 675 | Rainfall_100yr | Rainfall | 0 | 0 | -692.63 | 7.816 | 0.0859 | 0.102 | 94.256 | -0.219 | 0 | 0 | 1 | 6.506 | 0.0444 | 0.004 | 94.256 | 0.021 | 1 | 7.097 | 0 | 0 | -76.78
PI1000-719.1 | PI1000-719 | PI1000-622 | 1 | 675 | Rainfall_100yr | Rainfall | 0 | 0 | -29148.88 | 6.57 | -4.7059 | 0.516 | 21.804 | -2.21 | 0 | 0 | 2 | 6.239 | -4.7047 | 0.583 | 21.662 | 2.376 | 2 | 4.669 | 0 | 0 | -28954.47
PI3000-2851.1 | PI3000-2851 | PI3000-2771 | 1 | 675 | Rainfall_100yr | Rainfall | 0 | 0 | 179736.5 | 2.838 | 6.8247 | 0.614 | 57.714 | 3.565 | 0 | 0 | 2 | 2.857 | 6.8247 | 0.872 | 58.054 | 3.713 | 2 | 6.654 | 0 | 0 | 179736.5
PI1400-1982.1 | PI1400-1982 | PI1400-1647 | 1 | 675 | Rainfall_100yr | Rainfall | 0 | 0 | 37078 | 4.555 | 5.0865 | 0.911 | 36.067 | 2.531 | 0 | 0 | 1 | 4.442 | 5.131 | 0.692 | 36.785 | 2.564 | 1 | 5.21 | 0 | 0 | 37078.01
PI6605-541.1 | PI6605-541 | PI6605-65 | 1 | 675 | Rainfall_100yr | Rainfall | 0 | 0 | 146232.89 | 12.044 | 6.9255 | 0.589 | 20.96 | 2.93 | 0 | 0 | 1 | 9.548 | 6.8756 | 1.274 | 22.352 | 4.775 | 1 | 9.469 | 0 | 0 | 146236.06
PI4303-260.1 | PI4303-260 | PI4300-3665 | 1 | 675 | Rainfall_100yr | Rainfall | 0 | 0 | 118343.3 | 8.313 | 7.6257 | 0.42 | 91.817 | 3.477 | 0 | 0 | 1 | 7.273 | 7.74 | 1.237 | 92.8 | 5.211 | 1 | 9.185 | 0 | 0 | 118343.51
PI9002-77.1 | PI9002-77 | PI9002-55 | 1 | 675 | Rainfall_100yr | Rainfall | 0 | 0 | 123170.81 | 9.761 | 14.945 | 0.348 | 58.852 | 7.659 | 0 | 0 | 2 | 9.622 | 14.9429 | 0.486 | 58.773 | 7.553 | 2 | 5.486 | 0 | 0 | 123172.2
PI5500-1994.1 | PI5500-1994 | PI5500-1867 | 1 | 675 | Rainfall_100yr | Rainfall | 0 | 0 | 103101.48 | 8.845 | 5.0614 | 0.381 | 100.012 | 2.5 | 0 | 0 | 2 | 8.915 | 5.072 | 0.31 | 100.083 | 2.483 | 2 | 0 | 0 | 0 | 103340.84
PI0304-260.1 | PI0304-260 | PI0300-9583 | 1 | 675 | Rainfall_100yr | Rainfall | 0 | 0 | 84113.41 | 7.131 | 7.2916 | 0.192 | 28.323 | 3.886 | 0 | 0 | 2 | 5.393 | 7.2882 | 0.951 | 27.811 | 3.878 | 2 | 7.195 | 0 | 0 | 84117.17
PI5200-547.1 | PI5200-547 | PI5200-83 | 1 | 675 | Rainfall_100yr | Rainfall | 0 | 0 | 27808.71 | 8.723 | 8.8239 | 0.142 | 131.739 | 4.431 | 0 | 0 | 2 | 6.974 | 8.8313 | 0.515 | 131.104 | 4.14 | 2 | 5.251 | 0 | 0 | 27818.41
PI0600-2343.1 | PI0600-2343 | PI0600-1967 | 1 | 675 | Rainfall_100yr | Rainfall | 0 | 0 | 204696.63 | 7.11 | 8.8416 | 0.475 | 50.867 | 4.27 | 0 | 0 | 2 | 8.432 | 8.8624 | 0.517 | 52.682 | 3.996 | 2 | 3.751 | 0 | 0 | 204696.64
PI0600-1967.1 | PI0600-1967 | PI0600-1737 | 1 | 675 | Rainfall_100yr | Rainfall | 0 | 0 | 202371.44 | 6.693 | 8.8449 | 0.407 | 50.135 | 4.477 | 0 | 0 | 2 | 7.091 | 8.83 | 0.484 | 50.805 | 4.271 | 2 | 3.464 | 0 | 0 | 202371.52
PI5804-740.1 | PI5804-740 | PI5804-548 | 1 | 675 | Rainfall_100yr | Rainfall | 0 | 0 | 71873.77 | 6.328 | 8.4119 | 0.568 | 52.248 | 1.962 | 0 | 0 | 2 | 6.157 | 8.4146 | 0.666 | 52.558 | 1.973 | 2 | 5.245 | 0 | 0 | 71873.79
PI5804-548.1 | PI5804-548 | PI5804-249 | 1 | 675 | Rainfall_100yr | Rainfall | 0 | 0 | 71846.44 | 6.839 | 8.4067 | 0.093 | 51.845 | 1.94 | 0 | 0 | 2 | 6.298 | 8.4107 | 0.653 | 52.218 | 1.964 | 2 | 5.637 | 0 | 0 | 71873.77
PI580401-72.1 | PI580401-72 | PI5804-249 | 1 | 675 | Rainfall_100yr | Rainfall | 0 | 0 | 56558.67 | 6.839 | 6.0561 | 0.392 | 51.881 | 2.862 | 0 | 0 | 1 | 6.168 | 6.3702 | 1.151 | 51.802 | 3.043 | 1 | 9.54 | 0 | 0 | 56563.43
PI5805-89.1 | PI5805-89 | PI5800-1805 | 1 | 675 | Rainfall_100yr | Rainfall | 0 | 0 | 114402.09 | 7.074 | 7.8168 | 0.275 | 51.904 | 3.705 | 0 | 0 | 1 | 6.144 | 8.2135 | 1.158 | 52.08 | 3.943 | 1 | 11.68 | 0 | 0 | 114411.78
PI5805-1164.1 | PI5805-1164 | PI5805-622 | 1 | 675 | Rainfall_100yr | Rainfall | 0 | 0 | 10150.4 | 6.671 | 1.0968 | 0.059 | 52.814 | 0.526 | 0 | 0 | 1 | 5.372 | 1.0931 | 0.64 | 52.876 | 1.464 | 1 | 5.262 | 0 | 0 | 10150.44
PI5812-83.1 | PI5812-83 | PI5800-2991 | 1 | 675 | Rainfall_100yr | Rainfall | 0 | 0 | 79376.96 | 9.024 | 7.3529 | 0.269 | 55.195 | 3.312 | 0 | 0 | 1 | 6.437 | 7.3458 | 1.23 | 55.244 | 3.532 | 1 | 18.531 | 0 | 0 | 79471.3
PI1500-6785.1 | PI1500-6785 | PI1500-6555 | 1 | 675 | Rainfall_100yr | Rainfall | 0 | 0 | 186196.11 | 8.393 | 11.2424 | 0.594 | 59.577 | 3.065 | 0 | 0 | 1 | 8.393 | 11.2432 | 0.682 | 60.149 | 3.065 | 1 | 11.25 | 0 | 0 | 186232.31
PI1500-6382.1 | PI1500-6382 | PI1500-6274 | 1 | 675 | Rainfall_100yr | Rainfall | 0 | 0 | 47888.27 | 8.692 | 6.4928 | 0.794 | 58.726 | 2.825 | 0 | 0 | 2 | 8.799 | 6.4929 | 0.913 | 59.142 | 2.816 | 2 | 5.622 | 0 | 0 | 48073.43
PI3804-499.1 | PI3804-499 | PI3800-2319 | 1 | 675 | Rainfall_100yr | Rainfall | 0 | 0 | -0.98 | 6.064 | 0.3182 | 0.032 | 69.691 | 0.15 | 0 | 0 | 1 | 4.739 | -0.14248 | 0.021 | 69.739 | -0.071 | 1 | 5.512 | 0 | 0 | 0.17
PI1102-138.1 | PI1102-138 | PI1100-375 | 1 | 675 | Rainfall_100yr | Rainfall | 0 | 0 | 26458.61 | 10.605 | 4.4273 | 0.085 | 27.74 | 1.893 | 0 | 0 | 1 | 10.271 | 4.4332 | 0.581 | 27.756 | 1.901 | 1 | 5.289 | 0 | 0 | 26707.19
PI030302-368.1 | PI030302-368 | PI030302-291 | 1 | 675 | Rainfall_100yr | Rainfall | 0 | 0 | 41071.74 | 6.798 | -5.782 | 0.517 | 31.86 | -2.662 | 0 | 0 | 2 | 6.28 | -5.6754 | 0.665 | 31.549 | -2.652 | 2 | 5.216 | 0 | 0 | 41073.86
PI030302-238.1 | PI030302-238 | PI0303-539 | 1 | 675 | Rainfall_100yr | Rainfall | 0 | 0 | 120727.91 | 6.813 | 8.7977 | 0.913 | 31.315 | 4.373 | 0 | 0 | 2 | 6.676 | 8.8735 | 0.696 | 31.605 | 4.236 | 2 | 4.41 | 0 | 0 | 120748.34
PI0303-539.1 | PI0303-539 | PI0300-9285 | 1 | 675 | Rainfall_100yr | Rainfall | 0 | 0 | 223038.14 | 7.211 | 10.675 | 1.097 | 28.316 | 5.654 | 0 | 0 | 2 | 6.663 | 10.6627 | 1.149 | 31.341 | 5.3 | 2 | 8.53 | 0 | 0 | 223068.09
PI030302-291.1 | PI030302-291 | PI030302-238 | 1 | 675 | Rainfall_100yr | Rainfall | 0 | 0 | 114766.18 | 6.695 | 6.3853 | 0.685 | 31.622 | 3.065 | 0 | 0 | 2 | 6.793 | 6.2371 | 0.65 | 31.798 | 2.976 | 2 | 4.104 | 0 | 0 | 114770.97
PI3700-2510.1 | PI3700-2510 | PI3700-2252 | 1 | 675 | Rainfall_100yr | Rainfall | 0 | 0 | 249424.56 | 6.584 | 6.0444 | 0.553 | 69.513 | 2.807 | 0 | 0 | 2 | 6.783 | 6.0485 | 0.712 | 70.357 | 3.117 | 2 | 5.253 | 0 | 0 | 249654.47
PI3000-2771.1 | PI3000-2771 | PI3000-2390 | 1 | 675 | Rainfall_100yr | Rainfall | 0 | 0 | 171885.31 | 3.815 | 5.8402 | 0.433 | 57.022 | 3.12 | 0 | 0 | 1 | 2.791 | 5.8459 | 0.896 | 57.532 | 3.977 | 1 | 6.654 | 0 | 0 | 171885.36
PI3000-2390.1 | PI3000-2390 | PI3000-2228 | 1 | 675 | Rainfall_100yr | Rainfall | 0 | 0 | 287586.03 | 3.747 | 9.0694 | 0.871 | 56.408 | 5.252 | 0 | 0 | 2 | 3.693 | 9.2124 | 0.899 | 57.003 | 4.865 | 2 | 6.654 | 0 | 0 | 287586.13
PI2700-356.1 | PI2700-356 | CC0300-2826 | 1 | 675 | Rainfall_100yr | Rainfall | 0 | 0 | 0.01 | 8.361 | -2e-05 | 0 | 50.081 | 0 | 0 | 0 | 1 | 4.272 | -0.46967 | 0.916 | 50.083 | 2.09 | 1 | 11.237 | 0 | 0 | 731.57
PI6600-6507.1 | PI6600-6507 | PI6600-6190 | 1 | 675 | Rainfall_100yr | Rainfall | 0 | 0 | -166.39 | 7.496 | -3.5873 | 1.215 | 24.456 | -3.53 | 0 | 0 | 1 | 8.456 | -1.0134 | 0.178 | 24.456 | -0.531 | 1 | -5.777 | 0 | 0 | -11.09
PI1003-93.1 | PI1003-93 | PI1000-15 | 1 | 675 | Rainfall_100yr | Rainfall | 0 | 0 | 26287.97 | 7.991 | -2.3913 | 0.287 | 21.998 | -1.895 | 0 | 0 | 1 | 3.787 | -2.3893 | 1.849 | 21.817 | 3.819 | 1 | 7.233 | 0 | 0 | 26380.47
PI1001-23.1 | PI1001-23 | PI1000-0 | 1 | 675 | Rainfall_100yr | Rainfall | 0 | 0 | 64668.01 | 8.643 | 2.3971 | 0.073 | 21.871 | 1.839 | 0 | 0 | 1 | 2.963 | 2.3972 | 3.962 | 22.041 | 7.956 | 1 | 15.897 | 0 | 0 | 64692.33
PI1004-244.1 | PI1004-244 | PI1000-1300 | 1 | 675 | Rainfall_100yr | Rainfall | 0 | 0 | -164066.23 | 4.522 | -6.9558 | 0.204 | 21.18 | -3.555 | 0 | 0 | 2 | 3.851 | -6.9538 | 0.921 | 20.851 | -3.753 | 2 | 4.76 | 0 | 0 | -163592.31
PI1000-953.1 | PI1000-953 | PI1000-719 | 1 | 675 | Rainfall_100yr | Rainfall | 0 | 0 | -37204.73 | 6.231 | -4.8434 | 0.559 | 21.637 | 2.312 | 0 | 0 | 2 | 5.564 | -4.8401 | 0.617 | 21.432 | 2.495 | 2 | 4.669 | 0 | 0 | -36739.09
PI1006-305.1 | PI1006-305 | PI1000-1964 | 1 | 675 | Rainfall_100yr | Rainfall | 0 | 0 | 100355 | 2.382 | 5.1202 | 0.61 | 21.479 | 2.735 | 0 | 0 | 2 | 2.411 | 5.1203 | 0.628 | 22.112 | 2.722 | 2 | 4.658 | 0 | 0 | 100841.07
PI1000-2198.1 | PI1000-2198 | PI1000-1994 | 1 | 675 | Rainfall_100yr | Rainfall | 0 | 0 | 41215.93 | 2.803 | 1.8534 | 0.078 | 21.391 | 0.973 | 0 | 0 | 1 | 2.264 | 1.8505 | 0.598 | 21.455 | 1.299 | 1 | 5.717 | 0 | 0 | 41582.73
PI1006-555.1 | PI1006-555 | PI1006-305 | 1 | 675 | Rainfall_100yr | Rainfall | 0 | 0 | 106712.19 | 2.428 | 6.6688 | 0.599 | 22.209 | 3.536 | 0 | 0 | 2 | 2.522 | 6.6692 | 0.848 | 23.214 | 3.522 | 2 | 6.304 | 0 | 0 | 106866.47
PI6600-6190.1 | PI6600-6190 | PI6600-5967 | 1 | 675 | Rainfall_100yr | Rainfall | 0 | 0 | -166.73 | 8.055 | -4.0137 | 0.327 | 24.455 | -2.165 | 0 | 0 | 1 | 7.496 | -3.6246 | 1.421 | 24.456 | -3.381 | 1 | 5.265 | 0 | 0 | -166.4
PI1005-547.1 | PI1005-547 | PI1005-259 | 1 | 675 | Rainfall_100yr | Rainfall | 0 | 0 | 123304.48 | 3.814 | 2.4692 | 0.361 | 21.227 | 1.26 | 0 | 0 | 1 | 3.332 | 2.4768 | 0.596 | 21.351 | 1.562 | 1 | 4.817 | 0 | 0 | 123850.84
PI1000-1300.1 | PI1000-1300 | PI1000-953 | 1 | 675 | Rainfall_100yr | Rainfall | 0 | 0 | -47889.17 | 5.558 | -4.0252 | 0.589 | 21.436 | 2.419 | 0 | 0 | 1 | 4.514 | -3.9204 | 0.631 | 21.072 | 2.52 | 1 | 4.669 | 0 | 0 | -47205.83
PI1000-622.1 | PI1000-622 | PI1000-15 | 1 | 675 | Rainfall_100yr | Rainfall | 0 | 0 | 16808.29 | 7.991 | -5.3818 | 0.191 | 21.983 | -1.48 | 0 | 0 | 1 | 6.575 | -5.3726 | 0.637 | 21.773 | 2.594 | 1 | 10.056 | 0 | 0 | 18889.01
PI1105-1032.1 | PI1105-1032 | PI1105-714 | 1 | 675 | Rainfall_100yr | Rainfall | 0 | 0 | 129974.49 | 8.169 | 6.5417 | 0.266 | 32.075 | 3.039 | 0 | 0 | 2 | 8.078 | 6.5799 | 0.593 | 32.615 | 3 | 2 | 4.672 | 0 | 0 | 129981.96
PI2700-394.1 | PI2700-394 | PI2700-356 | 1 | 675 | Rainfall_100yr | Rainfall | 0 | 0 | 634552.25 | 4.272 | 9.6682 | 0.75 | 50.42 | 4.88 | 0 | 0 | 2 | 4.381 | 9.6689 | 0.907 | 50.715 | 4.86 | 2 | 7.477 | 0 | 0 | 634626.13
PI660101-21.1 | PI660101-21 | PI6601-112 | 1 | 675 | Rainfall_100yr | Rainfall | 0 | 0 | 19243.62 | 7.792 | 3.4759 | 0.377 | 14.989 | 1.552 | 0 | 0 | 1 | 7.768 | 3.4758 | 0.34 | 15.013 | 1.553 | 1 | 5.126 | 0 | 0 | 19243.62
PI6601-112.1 | PI6601-112 | PI6600-462 | 1 | 675 | Rainfall_100yr | Rainfall | 0 | 0 | -25170.38 | 9.554 | -10.118 | 0.305 | 16.31 | -4.297 | 0 | 0 | 2 | 7.847 | -10.1164 | 1.068 | 15.317 | -4.512 | 2 | 8.258 | 0 | 0 | -25163.93
PI6601-414.1 | PI6601-414 | PI6601-112 | 1 | 675 | Rainfall_100yr | Rainfall | 0 | 0 | -16574.55 | 7.792 | -7.0657 | 0.898 | 15.106 | -3.156 | 0 | 0 | 2 | 5.988 | -7.0621 | 0.573 | 13.758 | -3.332 | 2 | 4.008 | 0 | 0 | -16574.54
PI6601-698.1 | PI6601-698 | PI6601-414 | 1 | 675 | Rainfall_100yr | Rainfall | 0 | 0 | 427.17 | 5.903 | -5.3889 | 0.529 | 13.594 | -2.564 | 0 | 0 | 2 | 4.857 | -5.3891 | 0.562 | 12.939 | -2.658 | 2 | 3.893 | 0 | 0 | 427.18
PI660102-22.1 | PI660102-22 | PI6601-698 | 1 | 675 | Rainfall_100yr | Rainfall | 0 | 0 | 45378.43 | 4.835 | 5.09 | 0.487 | 12.921 | 2.488 | 0 | 0 | 2 | 4.836 | 5.0899 | 0.58 | 12.972 | 2.488 | 2 | 5.05 | 0 | 0 | 45378.43
PI1501-1687.1 | PI1501-1687 | PI1501-1417 | 1 | 675 | Rainfall_100yr | Rainfall | 0 | 0 | 139412.31 | 2.816 | 6.2812 | 0.711 | 38.387 | 3.373 | 0 | 0 | 1 | 1.891 | 6.283 | 0.997 | 38.805 | 4.505 | 1 | 7.403 | 0 | 0 | 139412.95
PI1501-2803.1 | PI1501-2803 | PI1501-2229 | 1 | 675 | Rainfall_100yr | Rainfall | 0 | 0 | 146398.84 | 2.081 | 8.5555 | 0.687 | 40.829 | 4.61 | 0 | 0 | 2 | 4.125 | 8.559 | 0.772 | 44.562 | 4.284 | 2 | 5.727 | 0 | 0 | 146400
PI8000-4377.1 | PI8000-4377 | PI8000-4053 | 1 | 675 | Rainfall_100yr | Rainfall | 0 | 0 | 354771.81 | 1.913 | 8.855 | 0.995 | 53.557 | 4.959 | 0 | 0 | 2 | 3.451 | 8.8549 | 0.723 | 55.869 | 4.53 | 2 | 5.254 | 0 | 0 | 354885.19
PI8000-8277.1 | PI8000-8277 | PI8000-7257 | 1 | 675 | Rainfall_100yr | Rainfall | 0 | 0 | 39901.79 | 4.195 | 5.8388 | 0.196 | 68.197 | 2.922 | 0 | 0 | 1 | 3.197 | 5.8667 | 0.9 | 71.339 | 3.85 | 1 | 6.662 | 0 | 0 | 39902.22
PI2000-458.1 | PI2000-458 | PI2000-307 | 1 | 675 | Rainfall_100yr | Rainfall | 0 | 0 | 120568.44 | 2.384 | 6.949 | 0.648 | 27.696 | 3.837 | 0 | 0 | 2 | 2.511 | 6.9518 | 0.681 | 28.176 | 3.753 | 2 | 5.066 | 0 | 0 | 120568.45
PI2000-307.1 | PI2000-307 | PI2000-229 | 1 | 675 | Rainfall_100yr | Rainfall | 0 | 0 | 125643.93 | 2.072 | 7.9018 | 0.697 | 27.329 | 4.249 | 0 | 0 | 2 | 2.338 | 7.903 | 0.685 | 27.771 | 4.21 | 2 | 5.066 | 0 | 0 | 125644.02
PI2000-668.1 | PI2000-668 | PI2000-458 | 1 | 675 | Rainfall_100yr | Rainfall | 0 | 0 | 117630.28 | 2.536 | 6.9535 | 0.645 | 28.133 | 3.749 | 0 | 0 | 2 | 2.461 | 6.9565 | 0.682 | 28.625 | 3.692 | 2 | 5.066 | 0 | 0 | 117630.29
PI9400-2557.1 | PI9400-2557 | PI9400-2264 | 1 | 675 | Rainfall_100yr | Rainfall | 0 | 0 | -3357.61 | 6.979 | -3.0525 | 0.078 | 88.271 | -1.397 | 0 | 0 | 1 | 6.146 | -3.0142 | 0.551 | 88.031 | -1.415 | 1 | 4.722 | 0 | 0 | -3357.44
PI9401-43.1 | PI9401-43 | PI9400-2264 | 1 | 675 | Rainfall_100yr | Rainfall | 0 | 0 | 91248.88 | 6.979 | 7.7249 | 0.285 | 88.425 | 3.545 | 0 | 0 | 2 | 7.092 | 7.6424 | 0.418 | 88.634 | 3.488 | 2 | 5.446 | 0 | 0 | 91248.98
PI8400-391.1 | PI8400-391 | PI8400-90 | 1 | 675 | Rainfall_100yr | Rainfall | 0 | 0 | 702290.56 | 10.315 | 25.617 | 0.273 | 29.865 | 3.394 | 0 | 0 | 1 | 9.803 | 25.6038 | 0.549 | 29.844 | 3.394 | 1 | 26.958 | 0 | 0 | 702439.69
PI2300-1380.1 | PI2300-1380 | PI2300-1021 | 1 | 675 | Rainfall_100yr | Rainfall | 0 | 0 | 70524.44 | 5.391 | 7.2598 | 0.264 | 33.588 | 2.702 | 0 | 0 | 2 | 5.269 | 7.3714 | 0.602 | 34.116 | 2.738 | 2 | 6.74 | 0 | 0 | 70524.7
PI1500-4902.1 | PI1500-4902 | PI1500-4820 | 1 | 675 | Rainfall_100yr | Rainfall | 0 | 0 | 251396.09 | 4.564 | 11.6754 | 0.996 | 54.498 | 5.323 | 0 | 0 | 2 | 4.784 | 11.6762 | 0.769 | 54.929 | 4.439 | 2 | 7.881 | 0 | 0 | 251397.73
PI1500-4820.1 | PI1500-4820 | PI1500-4500 | 1 | 675 | Rainfall_100yr | Rainfall | 0 | 0 | 249161.88 | 7.528 | 11.5359 | 1.196 | 53.064 | 5.209 | 0 | 0 | 1 | 4.528 | 11.6206 | 1.592 | 54.398 | 6.962 | 1 | 18.358 | 0 | 0 | 249162.03
PI7800-8622.1 | PI7800-8622 | PI7800-8035 | 1 | 675 | Rainfall_100yr | Rainfall | 0 | 0 | 552996.5 | 4.312 | 12.5215 | 0.751 | 46.263 | 5.281 | 0 | 0 | 2 | 4.578 | 12.538 | 0.753 | 48 | 4.762 | 2 | 7.933 | 0 | 0 | 553411.5
PI7800-9364.1 | PI7800-9364 | PI7800-8992 | 1 | 675 | Rainfall_100yr | Rainfall | 0 | 0 | 488663.78 | 4.806 | 11.7848 | 0.717 | 49.403 | 4.393 | 0 | 0 | 2 | 5.798 | 11.9229 | 0.798 | 51.446 | 4.337 | 2 | 8.446 | 0 | 0 | 488918.28
PI7800-8992.1 | PI7800-8992 | PI7800-8622 | 1 | 675 | Rainfall_100yr | Rainfall | 0 | 0 | 507560.13 | 4.605 | 10.7101 | 0.7 | 48.043 | 4.097 | 0 | 0 | 2 | 4.775 | 10.7134 | 0.799 | 49.267 | 4.032 | 2 | 8.446 | 0 | 0 | 507814.66
PI3800-7675.1 | PI3800-7675 | PI3800-7439 | 1 | 675 | Rainfall_100yr | Rainfall | 0 | 0 | 129338.5 | 6.888 | 10.5849 | 0.478 | 84.596 | 3.748 | 0 | 0 | 2 | 7.655 | 10.5852 | 0.513 | 85.656 | 3.682 | 2 | 5.645 | 0 | 0 | 129338.52
PI3800-7932.1 | PI3800-7932 | PI3800-7675 | 1 | 675 | Rainfall_100yr | Rainfall | 0 | 0 | 69587.34 | 7.691 | 5.7111 | 0.29 | 85.523 | 2.07 | 0 | 0 | 1 | 7.281 | 5.7042 | 0.704 | 85.754 | 2.543 | 1 | 7.919 | 0 | 0 | 69587.36
PI3800-7154.1 | PI3800-7154 | PI3800-6926 | 1 | 675 | Rainfall_100yr | Rainfall | 0 | 0 | 128293.34 | 5.889 | 10.1015 | 0.826 | 82.327 | 3.688 | 0 | 0 | 1 | 5.83 | 10.1113 | 0.937 | 83.221 | 4.015 | 1 | 10.23 | 0 | 0 | 128293.38
PI3800-7439.1 | PI3800-7439 | PI3800-7154 | 1 | 675 | Rainfall_100yr | Rainfall | 0 | 0 | 129338.48 | 5.864 | 10.5843 | 0.847 | 83.283 | 3.839 | 0 | 0 | 2 | 6.851 | 10.5846 | 0.492 | 84.559 | 3.751 | 2 | 5.139 | 0 | 0 | 129338.5
PI3800-6926.1 | PI3800-6926 | PI3800-6709 | 1 | 675 | Rainfall_100yr | Rainfall | 0 | 0 | 128293.32 | 5.866 | 10.0884 | 0.952 | 81.451 | 3.883 | 0 | 0 | 2 | 5.855 | 10.0956 | 0.91 | 82.294 | 3.838 | 2 | 9.922 | 0 | 0 | 128293.34
PI3800-6709.1 | PI3800-6709 | PI3800-6347 | 1 | 675 | Rainfall_100yr | Rainfall | 0 | 0 | 115019.3 | 7.507 | 7.5078 | 0.261 | 80.872 | 2.678 | 0 | 0 | 1 | 5.855 | 7.5239 | 1.094 | 81.308 | 4.275 | 1 | 12.011 | 0 | 0 | 115019.38
PI4300-4410.1 | PI4300-4410 | PI4300-3890 | 1 | 675 | Rainfall_100yr | Rainfall | 0 | 0 | 143634.11 | 7.951 | 8.523 | 0.675 | 91.998 | 3.116 | 0 | 0 | 2 | 7.791 | 8.7851 | 0.727 | 93.154 | 3.651 | 2 | 7.924 | 0 | 0 | 143634.22
PI4300-3890.1 | PI4300-3890 | PI4300-3665 | 1 | 675 | Rainfall_100yr | Rainfall | 0 | 0 | 133542.28 | 8.313 | 8.9055 | 0.454 | 91.741 | 3.175 | 0 | 0 | 2 | 7.944 | 8.8519 | 0.717 | 91.934 | 3.211 | 2 | 7.904 | 0 | 0 | 133542.45
PI3810-420.1 | PI3810-420 | PI3810-302 | 1 | 675 | Rainfall_100yr | Rainfall | 0 | 0 | 84135.88 | 7.11 | 4.4439 | 0.672 | 76.664 | 1.636 | 0 | 0 | 1 | 5.023 | 4.4538 | 1.413 | 76.74 | 3.927 | 1 | 21.469 | 0 | 0 | 84135.89
PI3809-282.1 | PI3809-282 | PI3800-4410 | 1 | 675 | Rainfall_100yr | Rainfall | 0 | 0 | 159647.8 | 9.886 | 7.7063 | 0.558 | 76.374 | 2.557 | 0 | 0 | 1 | 6.029 | 8.2916 | 1.429 | 77.006 | 4.185 | 1 | 19.934 | 0 | 0 | 159647.81
PI3810-302.1 | PI3810-302 | PI3800-4607 | 1 | 675 | Rainfall_100yr | Rainfall | 0 | 0 | 133344.81 | 12.183 | 9.4285 | 0.084 | 76.311 | 3.19 | 0 | 0 | 1 | 7.096 | 9.4152 | 1.776 | 76.677 | 6.704 | 1 | 21.266 | 0 | 0 | 133536.55
PI3300-2191.1 | PI3300-2191 | PI3300-1847 | 1 | 675 | Rainfall_100yr | Rainfall | 0 | 0 | 91616.68 | 6.971 | 6.145 | 0.252 | 61.564 | 2.295 | 0 | 0 | 1 | 6.282 | 6.2423 | 0.719 | 61.738 | 2.821 | 1 | 7.927 | 0 | 0 | 91616.85
PI1500-4500.1 | PI1500-4500 | PI1500-4381 | 1 | 675 | Rainfall_100yr | Rainfall | 0 | 0 | 254479.31 | 8.536 | 11.9847 | 0.731 | 52.492 | 4.145 | 0 | 0 | 1 | 7.492 | 11.9875 | 1.584 | 53.065 | 6.282 | 1 | 18.358 | 0 | 0 | 254479.39
PI3300-2541.1 | PI3300-2541 | PI3300-2191 | 1 | 675 | Rainfall_100yr | Rainfall | 0 | 0 | 91616.85 | 6.287 | 6.2907 | 0.677 | 61.742 | 2.722 | 0 | 0 | 1 | 5.596 | 6.4094 | 0.728 | 61.929 | 3.281 | 1 | 7.927 | 0 | 0 | 91616.89
PI6801-1062.1 | PI6801-1062 | PI6801-1036 | 1 | 675 | Rainfall_100yr | Rainfall | 0 | 0 | -31957.28 | 7.056 | -7.8956 | 0.276 | 21.294 | -2.785 | 0 | 0 | 2 | 6.959 | -7.8956 | 0.324 | 21.23 | -2.791 | 2 | 5.388 | 0 | 0 | -31957.28
PI6904-896.1 | PI6904-896 | PI6904-769 | 1 | 675 | Rainfall_100yr | Rainfall | 0 | 0 | 375546.41 | 6.466 | 10.9316 | 0.459 | 23.365 | 4.117 | 0 | 0 | 2 | 6.389 | 10.9287 | 0.538 | 23.489 | 4.074 | 2 | 6.299 | 0 | 0 | 375548.41
PI6904-769.1 | PI6904-769 | PI6904-749 | 1 | 675 | Rainfall_100yr | Rainfall | 0 | 0 | 478432.69 | 6.597 | 13.8585 | 0.552 | 23.405 | 5.142 | 0 | 0 | 2 | 6.463 | 13.8642 | 0.605 | 23.32 | 5.131 | 2 | 7.9 | 0 | 0 | 478433.91
PI650301-271.1 | PI650301-271 | PI6503-902 | 1 | 675 | Rainfall_100yr | Rainfall | 0 | 0 | 76718.99 | 8.373 | 4.032 | 0.048 | 15.277 | 1.4 | 0 | 0 | 1 | 6.169 | 4.0298 | 1.055 | 15.304 | 2.327 | 1 | 14.378 | 0 | 0 | 77428.88
PI8000-2131.1 | PI8000-2131 | PI8000-1896 | 1 | 675 | Rainfall_100yr | Rainfall | 0 | 0 | 224453.58 | 7.063 | 12.6349 | 0.343 | 49.796 | 2.9 | 0 | 0 | 1 | 6.003 | 12.6294 | 1.126 | 50.138 | 4.515 | 1 | 23.729 | 0 | 0 | 224453.61
PI8100-165.1 | PI8100-165 | PI8000-1896 | 1 | 675 | Rainfall_100yr | Rainfall | 0 | 0 | 280557.47 | 7.063 | 9.7556 | 0.534 | 49.828 | 3.882 | 0 | 0 | 1 | 6.72 | 9.7665 | 1.035 | 50.389 | 4.372 | 1 | 11.457 | 0 | 0 | 280557.66
PI8100-685.1 | PI8100-685 | PI8100-526 | 1 | 675 | Rainfall_100yr | Rainfall | 0 | 0 | 251007.78 | 5.168 | 8.3225 | 0.763 | 50.627 | 4.199 | 0 | 0 | 1 | 4.891 | 8.2736 | 1.009 | 50.756 | 4.639 | 1 | 11.457 | 0 | 0 | 251007.81
PI8100-526.1 | PI8100-526 | PI8100-165 | 1 | 675 | Rainfall_100yr | Rainfall | 0 | 0 | 259883.39 | 6.748 | 8.646 | 0.895 | 50.288 | 3.82 | 0 | 0 | 1 | 5.15 | 8.7059 | 1.049 | 50.597 | 5.075 | 1 | 11.457 | 0 | 0 | 259883.42
PI6904-749.1 | PI6904-749 | PI6904-284 | 1 | 675 | Rainfall_100yr | Rainfall | 0 | 0 | 580694.13 | 6.441 | 13.8069 | 0.755 | 22.558 | 5.509 | 0 | 0 | 2 | 6.581 | 13.8063 | 0.61 | 23.474 | 5.129 | 2 | 6.45 | 0 | 0 | 580724.56
PI1503-2038.1 | PI1503-2038 | PI1503-1609 | 1 | 675 | Rainfall_100yr | Rainfall | 0 | 0 | 145554.7 | 4.911 | 5.7389 | 0.539 | 54.407 | 2.238 | 0 | 0 | 1 | 4.218 | 5.7288 | 0.724 | 54.787 | 3.04 | 1 | 7.911 | 0 | 0 | 145661.14
CC0300-6198.2 | CC0300-6198 | PI3200-88 | 2 | 675 | Rainfall_100yr | Rainfall | 0 | 0 | 2983528.75 | 7.805 | 110.7246 | 0.193 | 59.128 | 7.012 | 0 | 0 | 2 | 7.861 | 110.7258 | 0.192 | 59.187 | 7.008 | 2 | 0 | 0 | 0 | 2983748.25
PI1503-1609.1 | PI1503-1609 | PI1503-1476 | 1 | 675 | Rainfall_100yr | Rainfall | 0 | 0 | 212778.3 | 4.188 | 12.3095 | 0.992 | 53.643 | 4.65 | 0 | 0 | 2 | 4.671 | 12.3099 | 0.739 | 54.449 | 4.595 | 2 | 7.911 | 0 | 0 | 212809.23
PI1400-1114.1 | PI1400-1114 | PI1400-883 | 1 | 675 | Rainfall_100yr | Rainfall | 0 | 0 | 35796.34 | 6.15 | 4.8683 | 0.243 | 35.365 | 1.791 | 0 | 0 | 1 | 5.585 | 4.8982 | 0.565 | 35.378 | 1.817 | 1 | 7.927 | 0 | 0 | 36355.21
PI1503-1476.1 | PI1503-1476 | PI1503-1097 | 1 | 675 | Rainfall_100yr | Rainfall | 0 | 0 | 212737.61 | 6.435 | 12.3083 | 1.139 | 51.129 | 4.411 | 0 | 0 | 1 | 4.131 | 12.309 | 1.475 | 53.587 | 5.588 | 1 | 17.575 | 0 | 0 | 212775.75
PI1400-1418.1 | PI1400-1418 | PI1400-1390 | 1 | 675 | Rainfall_100yr | Rainfall | 0 | 0 | 36890.48 | 4.989 | 4.9964 | 0.557 | 35.511 | 1.867 | 0 | 0 | 1 | 4.94 | 5.0003 | 0.568 | 35.533 | 1.87 | 1 | 7.858 | 0 | 0 | 36924.68
PI1400-1390.1 | PI1400-1390 | PI1400-1114 | 1 | 675 | Rainfall_100yr | Rainfall | 0 | 0 | 36377 | 5.587 | 4.9284 | 0.503 | 35.379 | 1.826 | 0 | 0 | 1 | 4.982 | 4.9666 | 0.574 | 35.504 | 1.857 | 1 | 7.927 | 0 | 0 | 36878.48
PI1501-1304.1 | PI1501-1304 | PI1501-1030 | 1 | 675 | Rainfall_100yr | Rainfall | 0 | 0 | 231355.23 | 3.161 | 10.2974 | 0.479 | 37.331 | 4.033 | 0 | 0 | 2 | 3.063 | 10.4194 | 0.875 | 38.298 | 4.059 | 2 | 9.574 | 0 | 0 | 231355.36
PI7300-249.1 | PI7300-249 | PI7300-0 | 1 | 675 | Rainfall_100yr | Rainfall | 0 | 0 | 71212.04 | 6.093 | 8.168 | 0.08 | 22.008 | 2.958 | 0 | 0 | 2 | 6.033 | 8.1738 | 0.08 | 22.459 | 2.958 | 2 | 7.891 | 0 | 0 | 71276.33
PI7600-428.1 | PI7600-428 | PI7600-36 | 1 | 675 | Rainfall_100yr | Rainfall | 0 | 0 | 329070.97 | 6.634 | 12.9205 | 0.132 | 24.536 | 4.794 | 0 | 0 | 1 | 4.655 | 14.1115 | 1.429 | 26.421 | 5.427 | 1 | 15.697 | 0 | 0 | 329105.63
PI8400-4081.1 | PI8400-4081 | PI8400-3539 | 1 | 675 | Rainfall_100yr | Rainfall | 0 | 0 | 96504.11 | 5.639 | 8.2723 | 0.523 | 38.25 | 3.018 | 0 | 0 | 1 | 5.201 | 8.2722 | 0.862 | 39.735 | 3.402 | 1 | 9.408 | 0 | 0 | 96504.35
PI3800-6347.1 | PI3800-6347 | PI3800-6181 | 1 | 675 | Rainfall_100yr | Rainfall | 0 | 0 | 240942.63 | 7.691 | 9.523 | 0.978 | 80.652 | 4.002 | 0 | 0 | 2 | 7.496 | 9.5508 | 0.726 | 80.868 | 3.821 | 2 | 7.876 | 0 | 0 | 240945.36
PI1500-5731.1 | PI1500-5731 | PI1500-5381 | 1 | 675 | Rainfall_100yr | Rainfall | 0 | 0 | 105841.94 | 4.268 | 7.4458 | 0.366 | 56.284 | 2.828 | 0 | 0 | 1 | 4 | 7.4448 | 0.728 | 56.996 | 3.277 | 1 | 7.92 | 0 | 0 | 105842.02
PI1500-5343.1 | PI1500-5343 | PI1500-4902 | 1 | 675 | Rainfall_100yr | Rainfall | 0 | 0 | 155073.16 | 4.941 | 6.9789 | 0.6 | 54.877 | 2.647 | 0 | 0 | 1 | 4.482 | 7.0065 | 0.725 | 55.511 | 3.408 | 1 | 7.881 | 0 | 0 | 155073.23
PI8400-3539.1 | PI8400-3539 | PI8400-3199 | 1 | 675 | Rainfall_100yr | Rainfall | 0 | 0 | 194839.59 | 5.867 | 11.4398 | 0.665 | 36.678 | 4.164 | 0 | 0 | 1 | 5.595 | 11.3794 | 1.093 | 38.335 | 4.591 | 1 | 11.878 | 0 | 0 | 194843.31
PI0800-13663.1 | PI0800-13663 | PI0800-12980 | 1 | 675 | Rainfall_100yr | Rainfall | 0 | 0 | 291979.06 | 4.993 | 10.5342 | 0.883 | 31.11 | 3.951 | 0 | 0 | 1 | 4.527 | 10.538 | 0.984 | 33.79 | 4.861 | 1 | 10.743 | 0 | 0 | 292001.47
PI0800-13862.1 | PI0800-13862 | PI0800-13663 | 1 | 675 | Rainfall_100yr | Rainfall | 0 | 0 | 285770 | 4.563 | 11.1024 | 0.858 | 33.865 | 4.388 | 0 | 0 | 1 | 4.37 | 11.4194 | 1.097 | 34.833 | 5.226 | 1 | 11.986 | 0 | 0 | 285776.06
PI0800-12980.1 | PI0800-12980 | PI0800-12284 | 1 | 675 | Rainfall_100yr | Rainfall | 0 | 0 | 332241.69 | 8.111 | 11.8195 | 1 | 29.282 | 4.373 | 0 | 0 | 1 | 4.97 | 11.9581 | 1.208 | 31.02 | 6.062 | 1 | 13.186 | 0 | 0 | 332262.94
PI650301-370.1 | PI650301-370 | PI650301-271 | 1 | 675 | Rainfall_100yr | Rainfall | 0 | 0 | 77474.73 | 6.172 | 4.0288 | 0.719 | 15.307 | 1.618 | 0 | 0 | 1 | 5.96 | 4.0275 | 0.626 | 15.315 | 1.592 | 1 | 7.452 | 0 | 0 | 77727.48
PI650301-572.1 | PI650301-572 | PI650301-370 | 1 | 675 | Rainfall_100yr | Rainfall | 0 | 0 | 77770.21 | 5.963 | 4.0236 | 0.517 | 15.318 | 1.469 | 0 | 0 | 1 | 5.57 | 4.0401 | 0.602 | 15.335 | 1.549 | 1 | 7.144 | 0 | 0 | 78278.59
PI6600-5967.1 | PI6600-5967 | PI6600-5660 | 1 | 675 | Rainfall_100yr | Rainfall | 0 | 0 | 58660.93 | 8.474 | 5.2421 | 0.454 | 24.153 | 1.964 | 0 | 0 | 1 | 8.042 | 5.2425 | 0.765 | 24.493 | 2.98 | 1 | 7.942 | 0 | 0 | 58661.03
PI1503-1097.1 | PI1503-1097 | PI1500-3731 | 1 | 675 | Rainfall_100yr | Rainfall | 0 | 0 | 193270.09 | 11.86 | 7.5556 | 0.358 | 50.661 | 2.437 | 0 | 0 | 1 | 6.428 | 5.9437 | 1.433 | 50.921 | 5.132 | 1 | 15.651 | 0 | 0 | 193359.66
PI1501-1417.1 | PI1501-1417 | PI1501-1304 | 1 | 675 | Rainfall_100yr | Rainfall | 0 | 0 | 206544.34 | 3.121 | 8.5464 | 0.769 | 38.231 | 3.716 | 0 | 0 | 1 | 2.789 | 8.5495 | 0.955 | 38.409 | 4.368 | 1 | 10.522 | 0 | 0 | 206547.94
PI3000-2228.1 | PI3000-2228 | PI3000-1963 | 1 | 675 | Rainfall_100yr | Rainfall | 0 | 0 | 287585.81 | 4.36 | 8.9776 | 0.834 | 55.885 | 4.464 | 0 | 0 | 1 | 3.724 | 9.053 | 0.919 | 56.317 | 4.718 | 1 | 10.037 | 0 | 0 | 287585.88
PI3000-1963.1 | PI3000-1963 | PI3000-1451 | 1 | 675 | Rainfall_100yr | Rainfall | 0 | 0 | 287585.53 | 5.572 | 8.989 | 0.614 | 55.038 | 3.682 | 0 | 0 | 1 | 4.345 | 8.979 | 0.919 | 55.87 | 4.678 | 1 | 10.037 | 0 | 0 | 287585.81
PI1105-714.1 | PI1105-714 | PI1100-1495 | 1 | 675 | Rainfall_100yr | Rainfall | 0 | 0 | 210557.78 | 7.566 | 7.3743 | 0.189 | 30.563 | 2.583 | 0 | 0 | 2 | 8.144 | 7.374 | 0.525 | 32.093 | 2.549 | 2 | 5.781 | 0 | 0 | 211198.38
PI1103-71.1 | PI1103-71 | PI1100-900 | 1 | 675 | Rainfall_100yr | Rainfall | 0 | 0 | 53687.73 | 9.333 | 2.9934 | 0.048 | 28.49 | 1.023 | 0 | 0 | 1 | 9.183 | 2.9994 | 0.382 | 28.514 | 1.028 | 1 | 8.005 | 0 | 0 | 53861.09
PI1103-314.1 | PI1103-314 | PI1103-71 | 1 | 675 | Rainfall_100yr | Rainfall | 0 | 0 | 27908.34 | 9.183 | 2.392 | 0.245 | 28.52 | 0.81 | 0 | 0 | 1 | 8.554 | 2.3935 | 0.578 | 28.494 | 1.285 | 1 | 7.932 | 0 | 0 | 28447.85
PI1201-507.1 | PI1201-507 | PI1201-252 | 1 | 675 | Rainfall_100yr | Rainfall | 0 | 0 | -15817.68 | 6.457 | 6.4878 | 0.802 | 27.2 | 3.897 | 0 | 0 | 1 | 5.5 | 6.0178 | 0.694 | 26.881 | 3.632 | 1 | 7.907 | 0 | 0 | -15817.5
PI6600-5582.1 | PI6600-5582 | PI6600-5377 | 1 | 675 | Rainfall_100yr | Rainfall | 0 | 0 | 91123.11 | 8.604 | 7.8962 | 0.533 | 23.469 | 2.697 | 0 | 0 | 1 | 8.329 | 7.8975 | 0.814 | 23.872 | 3.374 | 1 | 8.921 | 0 | 0 | 91123.18
PI6600-5660.1 | PI6600-5660 | PI6600-5582 | 1 | 675 | Rainfall_100yr | Rainfall | 0 | 0 | 93200.23 | 8.35 | 9.6605 | 0.75 | 23.95 | 3.308 | 0 | 0 | 2 | 8.443 | 9.6606 | 0.736 | 24.242 | 3.301 | 2 | 8.009 | 0 | 0 | 93200.25
PI6600-5377.1 | PI6600-5377 | PI6600-5304 | 1 | 675 | Rainfall_100yr | Rainfall | 0 | 0 | 115365.41 | 8.378 | 10.4117 | 0.656 | 23.171 | 3.564 | 0 | 0 | 2 | 8.563 | 10.5214 | 0.703 | 23.539 | 3.586 | 2 | 7.89 | 0 | 0 | 115365.52
PI1000-1964.1 | PI1000-1964 | PI1000-1683 | 1 | 675 | Rainfall_100yr | Rainfall | 0 | 0 | 123715.08 | 3.263 | 6.186 | 0.794 | 21.244 | 2.483 | 0 | 0 | 1 | 2.373 | 6.1882 | 0.88 | 21.408 | 3.045 | 1 | 9.688 | 0 | 0 | 124406.06
PI1000-1683.1 | PI1000-1683 | PI1000-1456 | 1 | 675 | Rainfall_100yr | Rainfall | 0 | 0 | 71947.56 | 4.098 | 3.1801 | 0.91 | 21.202 | 2.283 | 0 | 0 | 1 | 3.263 | 3.181 | 0.865 | 21.213 | 2.634 | 1 | 9.688 | 0 | 0 | 72521.19
PI1005-49.1 | PI1005-49 | PI1000-1456 | 1 | 675 | Rainfall_100yr | Rainfall | 0 | 0 | 316877.81 | 4.35 | 6.5078 | 0.576 | 21.288 | 2.451 | 0 | 0 | 1 | 4.328 | 6.5086 | 0.584 | 21.371 | 2.452 | 1 | 7.265 | 0 | 0 | 317004.44
PI1005-259.1 | PI1005-259 | PI1005-49 | 1 | 675 | Rainfall_100yr | Rainfall | 0 | 0 | -102674.57 | 4.343 | -3.1191 | 0.562 | 21.318 | 1.358 | 0 | 0 | 1 | 3.82 | -3.1187 | 0.605 | 21.236 | 1.597 | 1 | 7.265 | 0 | 0 | -102137.32
PI8000-4053.1 | PI8000-4053 | PI7700-9018 | 1 | 675 | Rainfall_100yr | Rainfall | 0 | 0 | 395715.97 | 2.953 | 12.9835 | 0.198 | 51.831 | 5.063 | 0 | 0 | 1 | 1.758 | 12.9823 | 1.513 | 53.491 | 6.792 | 1 | 17.526 | 0 | 0 | 395822.84
PI7700-9018.1 | PI7700-9018 | PI8000-3602 | 1 | 675 | Rainfall_100yr | Rainfall | 0 | 0 | -170871.91 | 2.732 | -10.0766 | 0.907 | 52.664 | -3.949 | 0 | 0 | 1 | 3.012 | -10.0772 | 0.432 | 51.751 | -3.921 | 1 | -11.578 | 0 | 0 | -170670.89
PI8000-3246.1 | PI8000-3246 | PI8000-2817 | 1 | 675 | Rainfall_100yr | Rainfall | 0 | 0 | 18026.94 | 0.876 | 1.5465 | 0.434 | 51.897 | 1.373 | 0 | 0 | 0.5 | 0.446 | 1.5598 | 1.037 | 53.828 | 3.244 | 1 | 11.409 | 0 | 0 | 18028.26
PI8000-3602.1 | PI8000-3602 | PI8000-3246 | 1 | 675 | Rainfall_100yr | Rainfall | 0 | 0 | -36910.6 | 0.567 | -3.4852 | 1.457 | 54.201 | -5.175 | 0 | 0 | 1 | 2.735 | -3.4477 | 0.194 | 52.442 | -1.353 | 1 | -15.779 | 0 | 0 | -36910.18
PI8000-2817.1 | PI8000-2817 | PI8000-2404 | 1 | 675 | Rainfall_100yr | Rainfall | 0 | 0 | 49417.89 | 3.744 | 6.244 | 0.447 | 50.602 | 2.388 | 0 | 0 | 1 | 0.788 | 6.0469 | 1.369 | 52.303 | 5.784 | 1 | 15.986 | 0 | 0 | 49418.8
PI2000-229.1 | PI2000-229 | PI2000-106 | 1 | 675 | Rainfall_100yr | Rainfall | 0 | 0 | 125643.75 | 2.011 | 7.8947 | 0.682 | 26.857 | 3.878 | 0 | 0 | 2 | 2.031 | 7.8986 | 0.698 | 27.163 | 3.722 | 2 | 7.641 | 0 | 0 | 125643.76
PI2000-106.1 | PI2000-106 | PI2000-50 | 1 | 675 | Rainfall_100yr | Rainfall | 0 | 0 | 125643.74 | 1.976 | 7.8889 | 0.792 | 26.693 | 4.334 | 0 | 0 | 2 | 1.985 | 7.8916 | 0.727 | 26.831 | 4.036 | 2 | 7.641 | 0 | 0 | 125643.75
PI2000-50.1 | PI2000-50 | CC0200-1216 | 1 | 675 | Rainfall_100yr | Rainfall | 0 | 0 | 125643.74 | 1.946 | 7.8859 | 0.995 | 26.6 | 5.026 | 0 | 0 | 2 | 1.95 | 7.8863 | 0.872 | 26.667 | 4.61 | 2 | 7.641 | 0 | 0 | 125643.74
PI9400-2004.1 | PI9400-2004 | PI9400-1744 | 1 | 675 | Rainfall_100yr | Rainfall | 0 | 0 | 220757.13 | 5.271 | 11.9256 | 0.728 | 85.633 | 4.433 | 0 | 0 | 2 | 5.981 | 11.9245 | 0.724 | 86.981 | 4.343 | 2 | 7.904 | 0 | 0 | 220757.53
PI9400-2264.1 | PI9400-2264 | PI9400-2004 | 1 | 675 | Rainfall_100yr | Rainfall | 0 | 0 | 220757.53 | 6.026 | 11.9229 | 0.681 | 87.025 | 4.352 | 0 | 0 | 2 | 6.91 | 12.0666 | 0.653 | 88.447 | 4.31 | 2 | 7.122 | 0 | 0 | 220757.81
PI2300-1021.1 | PI2300-1021 | PI2300-952 | 1 | 675 | Rainfall_100yr | Rainfall | 0 | 0 | 136159.78 | 4.992 | 14.6149 | 0.496 | 33.29 | 4.255 | 0 | 0 | 2 | 5.179 | 14.6194 | 0.516 | 33.568 | 4.241 | 2 | 8.193 | 0 | 0 | 136159.8
PI2300-952.1 | PI2300-952 | PI2300-774 | 1 | 675 | Rainfall_100yr | Rainfall | 0 | 0 | 136159.73 | 4.439 | 14.5922 | 0.521 | 32.529 | 4.296 | 0 | 0 | 2 | 4.943 | 14.6013 | 0.512 | 33.242 | 4.254 | 2 | 7.757 | 0 | 0 | 136159.78
PI2300-512.1 | PI2300-512 | PI2300-303 | 1 | 675 | Rainfall_100yr | Rainfall | 0 | 0 | 136150.98 | 3.239 | 14.5441 | 0.29 | 30.646 | 4.4 | 0 | 0 | 2 | 3.695 | 14.5548 | 0.498 | 31.419 | 4.354 | 2 | 8.71 | 0 | 0 | 136159.69
PI2300-774.1 | PI2300-774 | PI2300-512 | 1 | 675 | Rainfall_100yr | Rainfall | 0 | 0 | 136159.69 | 3.743 | 14.5671 | 0.486 | 31.467 | 4.353 | 0 | 0 | 2 | 4.393 | 14.5801 | 0.539 | 32.483 | 4.295 | 2 | 8.386 | 0 | 0 | 136159.73
PI4204-1838.1 | PI4204-1838 | PI4204-1524 | 1 | 675 | Rainfall_100yr | Rainfall | 0 | 0 | 45245.86 | 9.937 | 6.1859 | 0.071 | 86.025 | 1.662 | 0 | 0 | 1 | 9.096 | 6.4293 | 0.577 | 85.992 | 1.747 | 1 | 11.474 | 0 | 0 | 45984.61
PI4203-862.1 | PI4203-862 | PI4203-832 | 1 | 675 | Rainfall_100yr | Rainfall | 0 | 0 | 122298.51 | 7.142 | 9.1821 | 0.392 | 82.438 | 2.782 | 0 | 0 | 1 | 6.925 | 9.1851 | 0.903 | 82.451 | 2.793 | 1 | 19.592 | 0 | 0 | 122299.35
PI4200-2859.1 | PI4200-2859 | PI4200-2786 | 1 | 675 | Rainfall_100yr | Rainfall | 0 | 0 | 542330.44 | 7.552 | 40.387 | 0.455 | 82.805 | 5.319 | 0 | 0 | 1 | 7.529 | 40.3851 | 0.718 | 83.052 | 5.318 | 1 | 40.758 | 0 | 0 | 542332.44
PI6100-137.1 | PI6100-137 | CC0301-1608 | 1 | 675 | Rainfall_100yr | Rainfall | 0 | 0 | 313837.75 | 9.988 | 19.2389 | 0.123 | 45.052 | 5.228 | 0 | 0 | 2 | 9.368 | 19.307 | 0.713 | 45.266 | 5.231 | 2 | 17.306 | 0 | 0 | 314296.25
PI6100-208.1 | PI6100-208 | PI6100-137 | 1 | 675 | Rainfall_100yr | Rainfall | 0 | 0 | 264830.53 | 9.384 | 16.1392 | 0.695 | 45.256 | 4.426 | 0 | 0 | 2 | 9.238 | 16.141 | 0.703 | 45.385 | 4.42 | 2 | 14.209 | 0 | 0 | 265066.28
PI5802-235.1 | PI5802-235 | PI5800-585 | 1 | 675 | Rainfall_100yr | Rainfall | 0 | 0 | 167401.91 | 6.461 | 11.4192 | 0.723 | 47.497 | 3.232 | 0 | 0 | 2 | 6.517 | 11.4223 | 0.598 | 48.061 | 3.224 | 2 | 9.86 | 0 | 0 | 167469.38
PI130101-913.1 | PI130101-913 | PI130101-800 | 1 | 675 | Rainfall_100yr | Rainfall | 0 | 0 | 332586.28 | 5.897 | 14.0585 | 0.618 | 34.667 | 4.068 | 0 | 0 | 1 | 5.579 | 14.0687 | 0.955 | 34.971 | 4.084 | 1 | 16.74 | 0 | 0 | 332600.19
PI130101-1156.1 | PI130101-1156 | PI130101-913 | 1 | 675 | Rainfall_100yr | Rainfall | 0 | 0 | 335453.38 | 5.665 | 13.4035 | 0.719 | 35.109 | 3.923 | 0 | 0 | 2 | 6.266 | 13.4045 | 0.504 | 35.959 | 3.88 | 2 | 7.258 | 0 | 0 | 335453.41
PI1301-955.1 | PI1301-955 | PI1301-879 | 1 | 675 | Rainfall_100yr | Rainfall | 0 | 0 | 168643.28 | 11.27 | 15.7466 | 0.396 | 35.933 | 4.084 | 0 | 0 | 1 | 9.197 | 15.7469 | 1.864 | 36.347 | 5.764 | 1 | 40.662 | 0 | 0 | 168719.38
PI1301-879.1 | PI1301-879 | PI1301-484 | 1 | 675 | Rainfall_100yr | Rainfall | 0 | 0 | 163920.98 | 10.336 | 14.1072 | 0.087 | 34.613 | 3.746 | 0 | 0 | 2 | 11.238 | 14.1143 | 0.401 | 35.83 | 3.669 | 2 | 6.339 | 0 | 0 | 165150.41
PI1301-484.1 | PI1301-484 | PI1301-97 | 1 | 675 | Rainfall_100yr | Rainfall | 0 | 0 | 166076.59 | 6.772 | 15.204 | 0.883 | 33.093 | 4.281 | 0 | 0 | 1 | 10.271 | 14.8262 | 0.091 | 34.616 | 3.911 | 1 | -16.176 | 0 | 0 | 166776.75
PI130101-552.1 | PI130101-552 | PI1301-67 | 1 | 675 | Rainfall_100yr | Rainfall | 0 | 0 | 370259.44 | 10.446 | 14.4951 | 0.577 | 32.944 | 4.033 | 0 | 0 | 1 | 5.996 | 14.563 | 1.458 | 34.511 | 7.036 | 1 | 23.485 | 0 | 0 | 370282.94
PI1301-97.1 | PI1301-97 | PI1301-67 | 1 | 675 | Rainfall_100yr | Rainfall | 0 | 0 | 125636.86 | 10.446 | 13.7497 | 0.131 | 32.844 | 3.665 | 0 | 0 | 1 | 6.751 | 13.7507 | 3.321 | 32.878 | 9.11 | 1 | 79.675 | 0 | 0 | 125638.75
PI8400-3199.1 | PI8400-3199 | PI8400-3163 | 1 | 675 | Rainfall_100yr | Rainfall | 0 | 0 | 209387.45 | 5.94 | 11.0128 | 0.733 | 36.475 | 3.311 | 0 | 0 | 1 | 5.848 | 11.0137 | 0.821 | 36.494 | 3.558 | 1 | 13.498 | 0 | 0 | 209387.92
PI8000-6714.1 | PI8000-6714 | PI8000-6524 | 1 | 675 | Rainfall_100yr | Rainfall | 0 | 0 | 225122.64 | 5.683 | 8.7538 | 0.532 | 66.72 | 2.51 | 0 | 0 | 1 | 5.176 | 8.7572 | 0.922 | 66.984 | 3.449 | 1 | 14.348 | 0 | 0 | 225171.81
PI8400-1891.1 | PI8400-1891 | PI8400-1646 | 1 | 675 | Rainfall_100yr | Rainfall | 0 | 0 | 371067.38 | 4.426 | 13.9827 | 0.408 | 30.427 | 4.124 | 0 | 0 | 2 | 4.636 | 13.984 | 0.781 | 31.336 | 4.105 | 2 | 12.085 | 0 | 0 | 371067.41
PI8400-2136.1 | PI8400-2136 | PI8400-1891 | 1 | 675 | Rainfall_100yr | Rainfall | 0 | 0 | 369376.75 | 4.679 | 15.334 | 0.664 | 31.439 | 4.478 | 0 | 0 | 2 | 5.109 | 15.3335 | 0.793 | 32.565 | 4.441 | 2 | 12.117 | 0 | 0 | 369376.78
PI8400-2369.1 | PI8400-2369 | PI8400-2136 | 1 | 675 | Rainfall_100yr | Rainfall | 0 | 0 | 349740.03 | 5.161 | 14.8545 | 0.676 | 32.59 | 4.306 | 0 | 0 | 2 | 5.512 | 14.8694 | 0.8 | 33.622 | 4.278 | 2 | 12.212 | 0 | 0 | 349740.13
PI8200-419.1 | PI8200-419 | PI8200-0 | 1 | 675 | Rainfall_100yr | Rainfall | 0 | 0 | 428472 | 4.991 | 16.629 | 0.993 | 27.881 | 4.936 | 0 | 0 | 2 | 6.475 | 16.882 | 0.743 | 30.969 | 4.792 | 2 | 11.326 | 0 | 0 | 428594.28
PI3800-6181.1 | PI3800-6181 | PI3800-6132 | 1 | 675 | Rainfall_100yr | Rainfall | 0 | 0 | 284908.88 | 11.537 | 10.4127 | 0.09 | 80.502 | 2.708 | 0 | 0 | 1 | 7.619 | 10.4973 | 3.365 | 80.606 | 10.715 | 1 | 65.228 | 0 | 0 | 284946.78
PI3800-4607.1 | PI3800-4607 | PI3800-4410 | 1 | 675 | Rainfall_100yr | Rainfall | 0 | 0 | 286472.84 | 9.886 | 12.7676 | 0.344 | 76.303 | 3.57 | 0 | 0 | 1 | 12.183 | 12.7538 | 0.079 | 76.275 | 3.387 | 1 | -24.519 | 0 | 0 | 286818.72
PI3800-4410.1 | PI3800-4410 | PI3800-4332 | 1 | 675 | Rainfall_100yr | Rainfall | 0 | 0 | 516287.13 | 9.607 | 13.7677 | 0.753 | 76.165 | 3.781 | 0 | 0 | 1 | 9.806 | 13.7768 | 0.414 | 76.323 | 3.758 | 1 | -5.752 | 0 | 0 | 516290.66
PI4400-341.1 | PI4400-341 | PI4400-25 | 1 | 675 | Rainfall_100yr | Rainfall | 0 | 0 | 185248.7 | 5.061 | 11.9434 | 0.713 | 78.979 | 3.555 | 0 | 0 | 2 | 4.509 | 11.9567 | 0.691 | 79.233 | 3.552 | 2 | 11.318 | 0 | 0 | 185355.03
PI4300-2746.1 | PI4300-2746 | PI4300-2633 | 1 | 675 | Rainfall_100yr | Rainfall | 0 | 0 | 388758.31 | 4.641 | 22.1532 | 0.881 | 85.574 | 6.473 | 0 | 0 | 2 | 5.374 | 22.1536 | 0.852 | 86.66 | 6.383 | 2 | 12.966 | 0 | 0 | 388758.56
PI4300-2849.1 | PI4300-2849 | PI4300-2746 | 1 | 675 | Rainfall_100yr | Rainfall | 0 | 0 | 384365.41 | 5.848 | 21.9317 | 0.599 | 87.112 | 6.263 | 0 | 0 | 2 | 6.572 | 21.9317 | 0.717 | 88.076 | 6.179 | 2 | 11.33 | 0 | 0 | 384365.47
PI3800-5117.1 | PI3800-5117 | PI3800-4907 | 1 | 675 | Rainfall_100yr | Rainfall | 0 | 0 | 399424.25 | 7.854 | 14.9021 | 0.995 | 77.824 | 5.078 | 0 | 0 | 2 | 8.334 | 14.9043 | 0.662 | 78.702 | 4.109 | 2 | 9.883 | 0 | 0 | 399428.16
PI4300-3223.1 | PI4300-3223 | PI4300-2849 | 1 | 675 | Rainfall_100yr | Rainfall | 0 | 0 | 357466.47 | 6.673 | 20.2612 | 0.631 | 88.024 | 5.726 | 0 | 0 | 2 | 8.571 | 20.3219 | 0.743 | 90.89 | 5.554 | 2 | 11.33 | 0 | 0 | 357466.53
PI4300-3665.1 | PI4300-3665 | PI4300-3223 | 1 | 675 | Rainfall_100yr | Rainfall | 0 | 0 | 254063.44 | 8.664 | 14.9846 | 0.55 | 90.656 | 4.284 | 0 | 0 | 2 | 8.27 | 15.1986 | 0.877 | 91.83 | 4.481 | 2 | 13.359 | 0 | 0 | 254063.5
PI3800-4907.1 | PI3800-4907 | PI3800-4607 | 1 | 675 | Rainfall_100yr | Rainfall | 0 | 0 | 399205 | 12.183 | 14.8975 | 0.089 | 76.432 | 3.819 | 0 | 0 | 1 | 7.812 | 14.8996 | 1.86 | 77.782 | 7.264 | 1 | 30.989 | 0 | 0 | 399422.66
PI3800-5555.1 | PI3800-5555 | PI3800-5117 | 1 | 675 | Rainfall_100yr | Rainfall | 0 | 0 | 399428.22 | 8.388 | 14.9069 | 0.619 | 78.756 | 4.112 | 0 | 0 | 2 | 9.453 | 14.9117 | 0.652 | 80.649 | 4.055 | 2 | 9.849 | 0 | 0 | 399429.75
PI3800-6132.1 | PI3800-6132 | PI3800-5555 | 1 | 675 | Rainfall_100yr | Rainfall | 0 | 0 | 248671.63 | 9.495 | 9.3367 | 0.656 | 80.447 | 2.649 | 0 | 0 | 1 | 11.537 | 9.4289 | 0.064 | 80.429 | 2.53 | 1 | -13.516 | 0 | 0 | 249604.89
PI0809-1151.1 | PI0809-1151 | PI0809-784 | 1 | 675 | Rainfall_100yr | Rainfall | 0 | 0 | 147444.67 | 6.788 | 6.895 | 0.713 | 29.561 | 1.982 | 0 | 0 | 1 | 6.35 | 6.8943 | 0.54 | 29.584 | 2.285 | 1 | 8.005 | 0 | 0 | 147457.23
PI0809-240.1 | PI0809-240 | PI0800-11010 | 1 | 675 | Rainfall_100yr | Rainfall | 0 | 0 | 221175.45 | 9.942 | 7.6262 | 0.065 | 28.685 | 2.072 | 0 | 0 | 1 | 9.739 | 7.6147 | 0.486 | 28.937 | 2.076 | 1 | 9.859 | 0 | 0 | 221869.83
PI0809-784.1 | PI0809-784 | PI0809-714 | 1 | 675 | Rainfall_100yr | Rainfall | 0 | 0 | 222726.53 | 9.377 | 7.5932 | 0.56 | 29.476 | 2.082 | 0 | 0 | 1 | 6.739 | 7.5924 | 2.305 | 29.574 | 7.267 | 1 | 44.683 | 0 | 0 | 222731.52
PI0809-714.1 | PI0809-714 | PI0809-240 | 1 | 675 | Rainfall_100yr | Rainfall | 0 | 0 | 221893.16 | 9.749 | 7.5934 | 0.479 | 28.948 | 2.07 | 0 | 0 | 1 | 9.347 | 7.6007 | 0.629 | 29.446 | 2.085 | 1 | 9.859 | 0 | 0 | 222717.52
PI4000-837.1 | PI4000-837 | PI4000-664 | 1 | 675 | Rainfall_100yr | Rainfall | 0 | 0 | 89193.16 | 6.064 | 17.1415 | 0.76 | 71.508 | 4.879 | 0 | 0 | 2 | 6.623 | 17.1543 | 0.677 | 72.493 | 4.831 | 2 | 11.278 | 0 | 0 | 89193.73
PI3800-4332.1 | PI3800-4332 | PI3800-4189 | 1 | 675 | Rainfall_100yr | Rainfall | 0 | 0 | 549175 | 9.571 | 15.3558 | 0.379 | 75.814 | 4.208 | 0 | 0 | 2 | 9.583 | 15.3538 | 0.731 | 76.189 | 4.185 | 2 | 11.327 | 0 | 0 | 549177.13
PI3800-3775.1 | PI3800-3775 | PI3800-3711 | 1 | 675 | Rainfall_100yr | Rainfall | 0 | 0 | 681213.81 | 8.151 | 17.565 | 0.51 | 73.905 | 4.845 | 0 | 0 | 2 | 8.411 | 17.7424 | 0.549 | 74.262 | 4.859 | 2 | 8.484 | 0 | 0 | 681215.25
PI3800-3982.1 | PI3800-3982 | PI3800-3775 | 1 | 675 | Rainfall_100yr | Rainfall | 0 | 0 | 594316.69 | 8.466 | 15.99 | 0.486 | 74.128 | 4.475 | 0 | 0 | 2 | 8.39 | 15.9857 | 0.75 | 74.627 | 4.43 | 2 | 11.32 | 0 | 0 | 594319.75
PI3800-4189.1 | PI3800-4189 | PI3800-3982 | 1 | 675 | Rainfall_100yr | Rainfall | 0 | 0 | 641452.63 | 8.422 | 16.8789 | 0.708 | 74.789 | 4.6 | 0 | 0 | 2 | 9.518 | 16.8807 | 0.426 | 75.933 | 4.511 | 2 | 3.522 | 0 | 0 | 641458.69
PI150101-372.1 | PI150101-372 | PI1501-596 | 1 | 675 | Rainfall_100yr | Rainfall | 0 | 0 | 284476.25 | 1.689 | 10.4654 | 0.914 | 35.5 | 3.699 | 0 | 0 | 2 | 2.145 | 10.4847 | 0.495 | 36.307 | 3.235 | 2 | 7.433 | 0 | 0 | 284664.44
PI1500-4381.1 | PI1500-4381 | PI1500-4002 | 1 | 675 | Rainfall_100yr | Rainfall | 0 | 0 | 267281.34 | 7.845 | 14.5315 | 0.561 | 50.903 | 4 | 0 | 0 | 2 | 8.475 | 14.5351 | 0.744 | 52.479 | 3.956 | 2 | 11.326 | 0 | 0 | 267281.59
PI4400-25.1 | PI4400-25 | CC0300-11634 | 1 | 675 | Rainfall_100yr | Rainfall | 0 | 0 | 185213.17 | 5.094 | 11.9319 | 0.948 | 78.952 | 3.555 | 0 | 0 | 2 | 5.053 | 11.933 | 0.761 | 78.971 | 3.554 | 2 | 10.992 | 0 | 0 | 185238.91
PI150101-521.1 | PI150101-521 | PI150101-372 | 1 | 675 | Rainfall_100yr | Rainfall | 0 | 0 | 283617.56 | 2.226 | 15.8533 | 0.444 | 36.588 | 4.864 | 0 | 0 | 1 | 1.481 | 15.752 | 1.398 | 37.651 | 6.397 | 1 | 23.084 | 0 | 0 | 283650.63
PI6801-994.1 | PI6801-994 | PI6801-838 | 1 | 675 | Rainfall_100yr | Rainfall | 0 | 0 | -40033.17 | 7.473 | -9.4774 | 0.319 | 21.563 | -2.63 | 0 | 0 | 2 | 7.127 | -9.476 | 0.304 | 21.308 | -2.648 | 2 | 5.435 | 0 | 0 | -40033.15
PI6801-762.1 | PI6801-762 | PI6801-582 | 1 | 675 | Rainfall_100yr | Rainfall | 0 | 0 | 220083.42 | 7.586 | 8.1188 | 0.393 | 21.104 | 2.717 | 0 | 0 | 1 | 7.399 | 8.284 | 0.594 | 21.246 | 2.95 | 1 | 9.69 | 0 | 0 | 220083.52
PI6801-582.1 | PI6801-582 | PI6801-395 | 1 | 675 | Rainfall_100yr | Rainfall | 0 | 0 | 119666.85 | 7.923 | 14.7527 | 0.613 | 21.413 | 4.229 | 0 | 0 | 2 | 7.624 | 14.7447 | 0.422 | 21.171 | 4.169 | 2 | 4.06 | 0 | 0 | 119668.34
PI6904-30.1 | PI6904-30 | PI6900-1162 | 1 | 675 | Rainfall_100yr | Rainfall | 0 | 0 | 955934.19 | 9.888 | 28.4257 | 0.886 | 21.168 | 8.271 | 0 | 0 | 1 | 5.838 | 28.4235 | 5.192 | 23.384 | 21.729 | 1 | 84.576 | 0 | 0 | 955934.38
PI9004-866.1 | PI9004-866 | PI9004-716 | 1 | 675 | Rainfall_100yr | Rainfall | 0 | 0 | 176333.23 | 8.592 | 11.5035 | 0.636 | 66.599 | 3.177 | 0 | 0 | 1 | 8.129 | 11.5077 | 0.852 | 66.654 | 3.841 | 1 | 13.193 | 0 | 0 | 176333.27
PI9004-339.1 | PI9004-339 | PI9004-302 | 1 | 675 | Rainfall_100yr | Rainfall | 0 | 0 | 282999.94 | 8.242 | 13.6545 | 0.736 | 65.388 | 3.811 | 0 | 0 | 2 | 8.27 | 13.6662 | 0.72 | 65.507 | 3.811 | 2 | 11.104 | 0 | 0 | 282999.94
PI9004-302.1 | PI9004-302 | PI9000-5587 | 1 | 675 | Rainfall_100yr | Rainfall | 0 | 0 | 283031.75 | 8.247 | 13.5762 | 0.17 | 64.423 | 3.834 | 0 | 0 | 2 | 8.209 | 13.5257 | 0.794 | 65.355 | 3.807 | 2 | 12.739 | 0 | 0 | 283045.69
PI1507-26.1 | PI1507-26 | PI1500-6785 | 1 | 675 | Rainfall_100yr | Rainfall | 0 | 0 | 121343.73 | 8.396 | 5.775 | 0.929 | 60.212 | 4.774 | 0 | 0 | 2 | 8.6 | 5.7774 | 1.013 | 60.587 | 4.647 | 2 | 2.888 | 0 | 0 | 121343.73
PI5500-1325.1 | PI5500-1325 | PI5500-1205 | 1 | 675 | Rainfall_100yr | Rainfall | 0 | 0 | 99103.85 | 10.801 | 5.0112 | 0.362 | 99.681 | 1.434 | 0 | 0 | 1 | 10.721 | 5.0061 | 0.369 | 99.681 | 1.485 | 1 | 5.835 | 0 | 0 | 99512.08
PI0504-1261.1 | PI0504-1261 | PI0504-935 | 1 | 675 | Rainfall_100yr | Rainfall | 0 | 0 | 837681.56 | 6.698 | 37.6688 | 0.61 | 39.069 | 5.015 | 0 | 0 | 1 | 9.872 | 37.6594 | 0.079 | 39.83 | 4.867 | 1 | -57.269 | 0 | 0 | 838894.44
PI0504-2757.1 | PI0504-2757 | PI0504-2441 | 1 | 675 | Rainfall_100yr | Rainfall | 0 | 0 | 853257 | 7.99 | 39.0368 | 0.629 | 44.505 | 5.338 | 0 | 0 | 2 | 8.484 | 39.4093 | 0.688 | 45.595 | 5.358 | 2 | 29.047 | 0 | 0 | 853397.5
PI0504-1661.1 | PI0504-1661 | PI0504-1261 | 1 | 675 | Rainfall_100yr | Rainfall | 0 | 0 | 852098.06 | 10.061 | 39.0512 | 0.081 | 40.128 | 5.022 | 0 | 0 | 1 | 7.32 | 39.0484 | 1.435 | 41.609 | 7.002 | 1 | 68.355 | 0 | 0 | 852935.81
PI0504-2041.1 | PI0504-2041 | PI0504-1661 | 1 | 675 | Rainfall_100yr | Rainfall | 0 | 0 | 852941.56 | 7.389 | 39.0461 | 1.014 | 41.678 | 6.021 | 0 | 0 | 1 | 7.149 | 39.0438 | 1.015 | 42.99 | 6.219 | 1 | 42.604 | 0 | 0 | 853068.19
PI1501-768.1 | PI1501-768 | PI1501-596 | 1 | 675 | Rainfall_100yr | Rainfall | 0 | 0 | 314713.69 | 1.689 | 13.6243 | 0.65 | 35.638 | 4.864 | 0 | 0 | 1 | 2.472 | 13.624 | 0.348 | 36.24 | 4.153 | 1 | -5.424 | 0 | 0 | 314784.66
PI3300-1847.1 | PI3300-1847 | PI1600-541 | 1 | 675 | Rainfall_100yr | Rainfall | 0 | 0 | 276546.53 | 7.067 | 20.7441 | 0.991 | 61.252 | 6.006 | 0 | 0 | 2 | 6.921 | 20.7648 | 0.749 | 61.704 | 5.888 | 2 | 11.28 | 0 | 0 | 276548.47
PI3001-77.1 | PI3001-77 | PI3000-1451 | 1 | 675 | Rainfall_100yr | Rainfall | 0 | 0 | 159286.25 | 5.572 | 8.4043 | 0.467 | 55.029 | 2.443 | 0 | 0 | 1 | 5.045 | 8.4118 | 1.17 | 55.121 | 3.368 | 1 | 20.209 | 0 | 0 | 159286.27
PI1501-1030.1 | PI1501-1030 | PI1501-768 | 1 | 675 | Rainfall_100yr | Rainfall | 0 | 0 | 283559 | 2.606 | 12.636 | 0.294 | 36.334 | 3.843 | 0 | 0 | 2 | 2.971 | 12.7404 | 0.61 | 37.2 | 3.846 | 2 | 9.884 | 0 | 0 | 283602.94
PI1400-644.1 | PI1400-644 | PI1400-345 | 1 | 675 | Rainfall_100yr | Rainfall | 0 | 0 | 34091.98 | 6.349 | 4.7388 | 0.082 | 35.35 | 1.369 | 0 | 0 | 1 | 5.607 | 4.7772 | 0.492 | 35.359 | 1.397 | 1 | 11.329 | 0 | 0 | 35013.18
PI1100-1318.1 | PI1100-1318 | PI1100-995 | 1 | 675 | Rainfall_100yr | Rainfall | 0 | 0 | 396309.5 | 4.822 | 12.7908 | 0.954 | 28.926 | 5.227 | 0 | 0 | 1 | 7.213 | 12.7906 | 0.085 | 29.931 | 3.562 | 1 | -14.753 | 0 | 0 | 396730.44
PI3000-1451.1 | PI3000-1451 | PI3000-1034 | 1 | 675 | Rainfall_100yr | Rainfall | 0 | 0 | 446871.47 | 5.578 | 14.6196 | 0.849 | 53.537 | 4.64 | 0 | 0 | 2 | 5.509 | 14.6537 | 0.94 | 55.143 | 5.049 | 2 | 14.33 | 0 | 0 | 446871.59
PI3901-68.1 | PI3901-68 | PI3900-1100 | 1 | 675 | Rainfall_100yr | Rainfall | 0 | 0 | -0.72 | 4.988 | 0.07188 | 0.051 | 67.268 | -0.092 | 0 | 0 | 1 | 4.818 | -0.0208 | 0.008 | 67.268 | 0.013 | 1 | 11.34 | 0 | 0 | 0
PI6800-1636.1 | PI6800-1636 | PI6800-1462 | 1 | 675 | Rainfall_100yr | Rainfall | 0 | 0 | 148493.38 | 8.785 | 17.7935 | 0.905 | 24.551 | 4.822 | 0 | 0 | 2 | 9.413 | 17.7878 | 0.746 | 25.608 | 4.764 | 2 | 11.248 | 0 | 0 | 148493.55
PI6800-1857.1 | PI6800-1857 | PI6800-1684 | 1 | 675 | Rainfall_100yr | Rainfall | 0 | 0 | 147027.91 | 9.734 | 17.003 | 0.595 | 25.917 | 4.54 | 0 | 0 | 1 | 9.569 | 17.0073 | 1.136 | 26.803 | 5.059 | 1 | 17.452 | 0 | 0 | 147027.92
PI6800-2010.1 | PI6800-2010 | PI6800-1857 | 1 | 675 | Rainfall_100yr | Rainfall | 0 | 0 | 48358.19 | 9.618 | 5.8375 | 0.338 | 26.57 | 1.605 | 0 | 0 | 1 | 9.252 | 5.9694 | 0.703 | 26.605 | 2.545 | 1 | 11.546 | 0 | 0 | 48358.22
PI8400-3163.1 | PI8400-3163 | PI8400-2854 | 1 | 675 | Rainfall_100yr | Rainfall | 0 | 0 | 233072.25 | 6.043 | 11.9302 | 0.884 | 35.7 | 3.402 | 0 | 0 | 1 | 5.912 | 11.984 | 0.823 | 36.52 | 3.566 | 1 | 12.557 | 0 | 0 | 233076.38
PI8400-1529.1 | PI8400-1529 | PI8400-1442 | 1 | 675 | Rainfall_100yr | Rainfall | 0 | 0 | 283618.25 | 4.33 | 11.3714 | 0.635 | 29.947 | 3.757 | 0 | 0 | 2 | 4.323 | 11.3755 | 0.536 | 30.022 | 3.427 | 2 | 6.861 | 0 | 0 | 283618.28
PI8400-1646.1 | PI8400-1646 | PI8400-1529 | 1 | 675 | Rainfall_100yr | Rainfall | 0 | 0 | 317636.88 | 4.333 | 11.3869 | 0.517 | 30.08 | 3.401 | 0 | 0 | 2 | 4.408 | 11.3928 | 0.483 | 30.266 | 3.39 | 2 | 6.937 | 0 | 0 | 317636.91
PI5500-760.1 | PI5500-760 | PI5500-482 | 1 | 675 | Rainfall_100yr | Rainfall | 0 | 0 | 645395.25 | 7.816 | 18.2567 | 0.628 | 94.284 | 5.402 | 0 | 0 | 1 | 9.353 | 18.2673 | 0.123 | 94.91 | 5.109 | 1 | -14.741 | 0 | 0 | 646394.25
PI5500-1205.1 | PI5500-1205 | PI5500-760 | 1 | 675 | Rainfall_100yr | Rainfall | 0 | 0 | 332031.56 | 9.403 | 24.4469 | 0.155 | 95.258 | 6.603 | 0 | 0 | 2 | 10.689 | 24.464 | 1.312 | 100.191 | 6.425 | 2 | 20.407 | 0 | 0 | 333595.97
PI5500-482.1 | PI5500-482 | PI5500-452 | 1 | 675 | Rainfall_100yr | Rainfall | 0 | 0 | 644479.56 | 7.839 | 18.2284 | 0.606 | 94.256 | 5.435 | 0 | 0 | 2 | 7.802 | 18.2295 | 0.61 | 94.27 | 5.42 | 2 | 9.307 | 0 | 0 | 644584.63
PI2600-3117.1 | PI2600-3117 | PI2600-2691 | 1 | 675 | Rainfall_100yr | Rainfall | 0 | 0 | 400307.41 | 6.07 | 17.7195 | 0.846 | 48.992 | 5.253 | 0 | 0 | 2 | 6.078 | 17.7175 | 0.809 | 50.458 | 5.142 | 2 | 12.326 | 0 | 0 | 400307.84
PI130101-800.1 | PI130101-800 | PI130101-667 | 1 | 675 | Rainfall_100yr | Rainfall | 0 | 0 | 287502.97 | 6.625 | 12.9149 | 0.166 | 34.496 | 3.775 | 0 | 0 | 1 | 5.897 | 12.9402 | 0.73 | 34.497 | 3.804 | 1 | 16.74 | 0 | 0 | 287655.97
PI9004-716.1 | PI9004-716 | PI9004-339 | 1 | 675 | Rainfall_100yr | Rainfall | 0 | 0 | 282890.06 | 8.302 | 13.6517 | 0.678 | 65.537 | 3.804 | 0 | 0 | 2 | 8.557 | 13.746 | 0.741 | 66.733 | 3.801 | 2 | 11.304 | 0 | 0 | 282890.09
PI6904-284.1 | PI6904-284 | PI6904-30 | 1 | 675 | Rainfall_100yr | Rainfall | 0 | 0 | 922944.25 | 5.859 | 28.4226 | 1.068 | 21.286 | 9.544 | 0 | 0 | 2 | 6.303 | 28.593 | 0.799 | 22.834 | 8.247 | 2 | 12.116 | 0 | 0 | 922958.19
PI1600-541.1 | PI1600-541 | PI3300-1150 | 1 | 675 | Rainfall_100yr | Rainfall | 0 | 0 | 225570.31 | 8.583 | 13.2658 | 0.118 | 61.416 | 3.916 | 0 | 0 | 2 | 7.082 | 13.2533 | 0.656 | 61.212 | 3.878 | 2 | 11.42 | 0 | 0 | 226017.47
PI6800-1684.1 | PI6800-1684 | PI6800-1636 | 1 | 675 | Rainfall_100yr | Rainfall | 0 | 0 | 148277.97 | 9.472 | 17.2273 | 0.698 | 25.646 | 4.612 | 0 | 0 | 2 | 9.679 | 17.2311 | 0.625 | 25.912 | 4.596 | 2 | 8.07 | 0 | 0 | 148277.98
PI1201-202.1 | PI1201-202 | PI1200-462 | 1 | 675 | Rainfall_100yr | Rainfall | 0 | 0 | 284742.84 | 7.853 | 10.7627 | 1.053 | 26.921 | 4.165 | 0 | 0 | 1 | 6.731 | 10.8819 | 1.209 | 27.152 | 5.188 | 1 | 18.476 | 0 | 0 | 284743.41
PI1400-883.1 | PI1400-883 | PI1400-644 | 1 | 675 | Rainfall_100yr | Rainfall | 0 | 0 | 35038.05 | 5.607 | 4.808 | 0.476 | 35.359 | 1.406 | 0 | 0 | 1 | 6.15 | 4.838 | 0.134 | 35.364 | 1.397 | 1 | -10.716 | 0 | 0 | 35762.73
PI1400-345.1 | PI1400-345 | PI1400-285 | 1 | 675 | Rainfall_100yr | Rainfall | 0 | 0 | 34053.86 | 6.496 | 4.6994 | 0.098 | 35.347 | 1.355 | 0 | 0 | 1 | 6.349 | 4.7072 | 0.179 | 35.35 | 1.36 | 1 | 11.355 | 0 | 0 | 34245.89
PI1100-1495.1 | PI1100-1495 | PI1100-1349 | 1 | 675 | Rainfall_100yr | Rainfall | 0 | 0 | 360131.97 | 7.517 | 11.6166 | 0.102 | 30.253 | 3.248 | 0 | 0 | 2 | 7.528 | 11.6296 | 0.507 | 30.58 | 3.247 | 2 | 10.254 | 0 | 0 | 360450.34
PI1100-1349.1 | PI1100-1349 | PI1100-1318 | 1 | 675 | Rainfall_100yr | Rainfall | 0 | 0 | 378661.5 | 7.361 | 12.5103 | 0.083 | 30.063 | 3.476 | 0 | 0 | 2 | 7.385 | 12.5025 | 0.157 | 30.161 | 3.472 | 2 | 11.494 | 0 | 0 | 378739.72
PI1100-1973.1 | PI1100-1973 | PI1100-1765 | 1 | 675 | Rainfall_100yr | Rainfall | 0 | 0 | 122028.36 | 7.62 | 5.0163 | 0.23 | 30.827 | 1.39 | 0 | 0 | 1 | 7.318 | 4.9897 | 0.592 | 31.049 | 1.404 | 1 | 11.302 | 0 | 0 | 122199.44
PI1100-2008.1 | PI1100-2008 | PI1100-1973 | 1 | 675 | Rainfall_100yr | Rainfall | 0 | 0 | 23746.88 | 7.322 | -5.2286 | 0.488 | 31.051 | -1.457 | 0 | 0 | 2 | 7.15 | -5.2072 | 0.395 | 30.891 | -1.452 | 2 | 3.842 | 0 | 0 | 23759.14
PI1500-3234.1 | PI1500-3234 | PI1500-3082 | 1 | 675 | Rainfall_100yr | Rainfall | 0 | 0 | 1006185.44 | 10.38 | 28.5273 | 0.695 | 47.764 | 5.098 | 0 | 0 | 2 | 10.552 | 28.5275 | 0.921 | 48.485 | 5.088 | 2 | 25.007 | 0 | 0 | 1006232.56
PI1100-995.1 | PI1100-995 | PI1100-900 | 1 | 675 | Rainfall_100yr | Rainfall | 0 | 0 | 369617.31 | 9.333 | 12.521 | 0.08 | 28.584 | 3.392 | 0 | 0 | 1 | 4.799 | 12.5253 | 2.938 | 28.824 | 10.744 | 1 | 50.48 | 0 | 0 | 369679.69
PI2100-30.1 | PI2100-30 | CC0200-1549 | 1 | 675 | Rainfall_100yr | Rainfall | 0 | 0 | 135308.94 | 3.349 | 15.2471 | 0.317 | 26.679 | 4.594 | 0 | 0 | 1 | 3.163 | 15.2479 | 0.431 | 26.764 | 4.607 | 1 | 23.723 | 0 | 0 | 135313.19
PI0300-9766.1 | PI0300-9766 | PI0300-9583 | 1 | 675 | Rainfall_100yr | Rainfall | 0 | 0 | 282445.91 | 7.131 | 15.4404 | 0.343 | 28.445 | 4.656 | 0 | 0 | 2 | 6.968 | 15.4897 | 0.909 | 29.022 | 4.659 | 2 | 14.398 | 0 | 0 | 282447.13
PI5700-1276.1 | PI5700-1276 | PI5700-834 | 1 | 675 | Rainfall_100yr | Rainfall | 0 | 0 | 32267.42 | 11.74 | 4.8466 | 0.187 | 47.763 | 1.248 | 0 | 0 | 1 | 6.56 | 4.8521 | 0.353 | 48.008 | 1.37 | 1 | 25.065 | 0 | 0 | 33131.15
PI5804-249.1 | PI5804-249 | PI5800-1805 | 1 | 675 | Rainfall_100yr | Rainfall | 0 | 0 | 128654.77 | 7.074 | 10.9671 | 0.327 | 51.845 | 3.111 | 0 | 0 | 2 | 6.839 | 10.9693 | 0.423 | 51.84 | 3.091 | 2 | 6.878 | 0 | 0 | 128783.68
PI0504-3096.1 | PI0504-3096 | PI0504-2757 | 1 | 675 | Rainfall_100yr | Rainfall | 0 | 0 | 853404.38 | 8.829 | 39.8253 | 0.528 | 45.939 | 5.4 | 0 | 0 | 2 | 9.422 | 40.063 | 0.646 | 47.108 | 5.402 | 2 | 27.574 | 0 | 0 | 853562.25
PI1200-1654.1 | PI1200-1654 | PI1200-902 | 1 | 675 | Rainfall_100yr | Rainfall | 0 | 0 | 252908.84 | 9.072 | 13.0377 | 0.678 | 26.85 | 3.758 | 0 | 0 | 2 | 7.774 | 13.0997 | 0.699 | 27.449 | 3.716 | 2 | 11.318 | 0 | 0 | 253479.53
PI1200-1943.1 | PI1200-1943 | PI1200-1654 | 1 | 675 | Rainfall_100yr | Rainfall | 0 | 0 | 132969.31 | 7.783 | 6.2846 | 0.455 | 27.426 | 1.76 | 0 | 0 | 1 | 7.17 | 6.3342 | 0.714 | 27.533 | 2.311 | 1 | 11.286 | 0 | 0 | 132972.59
PI1101-138.1 | PI1101-138 | PI1100-375 | 1 | 675 | Rainfall_100yr | Rainfall | 0 | 0 | -32659.01 | 10.605 | 10.358 | 0.066 | 27.76 | 2.814 | 0 | 0 | 1 | 10.177 | 10.3371 | 0.311 | 27.677 | 2.811 | 1 | 11.384 | 0 | 0 | -32277.28
PI0300-10914.1 | PI0300-10914 | PI0300-10656 | 1 | 675 | Rainfall_100yr | Rainfall | 0 | 0 | 179378.84 | 4.731 | 11.7945 | 0.955 | 32.702 | 5.259 | 0 | 0 | 1 | 6.597 | 11.7886 | 0.085 | 33.376 | 3.323 | 1 | -15.308 | 0 | 0 | 179666.89
PI0300-10656.1 | PI0300-10656 | PI0300-10465 | 1 | 675 | Rainfall_100yr | Rainfall | 0 | 0 | 196961.2 | 6.44 | 13.9867 | 0.597 | 31.932 | 3.95 | 0 | 0 | 1 | 4.687 | 13.9869 | 1.614 | 32.736 | 7.397 | 1 | 26.09 | 0 | 0 | 196961.27
PI0300-10070.1 | PI0300-10070 | PI0300-9766 | 1 | 675 | Rainfall_100yr | Rainfall | 0 | 0 | 282447.13 | 7.001 | 15.5642 | 0.828 | 29.055 | 4.673 | 0 | 0 | 2 | 7.149 | 15.6747 | 0.768 | 30.012 | 4.643 | 2 | 11.69 | 0 | 0 | 282447.13
PI0300-10465.1 | PI0300-10465 | PI0300-10339 | 1 | 675 | Rainfall_100yr | Rainfall | 0 | 0 | 255122.5 | 7.496 | 15.3284 | 0.495 | 31.126 | 4.246 | 0 | 0 | 1 | 6.219 | 15.3285 | 1.702 | 31.763 | 7.413 | 1 | 27.756 | 0 | 0 | 255122.52
PI0300-10339.1 | PI0300-10339 | PI0300-10070 | 1 | 675 | Rainfall_100yr | Rainfall | 0 | 0 | 282447.13 | 7.182 | 15.7716 | 0.716 | 30.045 | 4.663 | 0 | 0 | 2 | 7.352 | 15.8917 | 0.746 | 30.894 | 4.636 | 2 | 11.367 | 0 | 0 | 282447.16
PI1600-541.2 | PI1600-541 | PI1600-225 | 2 | 675 | Rainfall_100yr | Rainfall | 0 | 0 | 50292.76 | 7.163 | 19.2215 | 0.957 | 60.588 | 5.605 | 0 | 0 | 2 | 6.989 | 19.2337 | 0.731 | 61.264 | 5.449 | 2 | 11.28 | 0 | 0 | 50527.71
PI3000-1034.1 | PI3000-1034 | PI3000-727 | 1 | 675 | Rainfall_100yr | Rainfall | 0 | 0 | 446952.59 | 5.588 | 14.5849 | 0.849 | 52.316 | 4.402 | 0 | 0 | 2 | 5.536 | 14.6023 | 0.94 | 53.495 | 4.898 | 2 | 14.33 | 0 | 0 | 446952.63
PI3000-727.1 | PI3000-727 | PI3000-416 | 1 | 675 | Rainfall_100yr | Rainfall | 0 | 0 | 446952.56 | 5.598 | 14.564 | 0.848 | 51.078 | 4.259 | 0 | 0 | 2 | 5.545 | 14.5752 | 0.94 | 52.274 | 4.667 | 2 | 14.33 | 0 | 0 | 446952.59
PI3000-416.1 | PI3000-416 | PI3000-156 | 1 | 675 | Rainfall_100yr | Rainfall | 0 | 0 | 446892.78 | 5.6 | 14.5466 | 0.612 | 50.04 | 4.261 | 0 | 0 | 2 | 5.556 | 14.5556 | 0.938 | 51.036 | 4.26 | 2 | 14.33 | 0 | 0 | 446952.56
PI1500-3904.1 | PI1500-3904 | PI1500-3731 | 1 | 675 | Rainfall_100yr | Rainfall | 0 | 0 | 300864.81 | 11.86 | 9.6932 | 0.285 | 50.662 | 2.583 | 0 | 0 | 1 | 8.874 | 9.728 | 1.801 | 50.716 | 7.061 | 1 | 29.973 | 0 | 0 | 300867.94
PI1500-3082.1 | PI1500-3082 | PI1500-2900 | 1 | 675 | Rainfall_100yr | Rainfall | 0 | 0 | 1005302.5 | 8.248 | 26.859 | 0.995 | 45.383 | 7.342 | 0 | 0 | 2 | 10.177 | 26.8603 | 0.911 | 47.939 | 7.096 | 2 | 13.793 | 0 | 0 | 1005359.13
PI1100-1765.1 | PI1100-1765 | PI1100-1531 | 1 | 675 | Rainfall_100yr | Rainfall | 0 | 0 | 169422.34 | 7.555 | 7.9921 | 0.432 | 30.613 | 2.214 | 0 | 0 | 2 | 7.609 | 7.9916 | 0.406 | 30.868 | 2.21 | 2 | 6.617 | 0 | 0 | 169776.89
PI1100-1531.1 | PI1100-1531 | PI1100-1495 | 1 | 675 | Rainfall_100yr | Rainfall | 0 | 0 | 188818.75 | 7.566 | 9.1815 | 0.223 | 30.563 | 2.54 | 0 | 0 | 1 | 7.538 | 9.1858 | 0.426 | 30.628 | 2.543 | 1 | 11.291 | 0 | 0 | 188883.98
PI6606-106.1 | PI6606-106 | PI6600-5304 | 1 | 675 | Rainfall_100yr | Rainfall | 0 | 0 | 14755.39 | 8.378 | 2.391 | 0.352 | 22.979 | -0.72 | 0 | 0 | 1 | 8.112 | 2.3971 | 0.382 | 22.984 | 0.722 | 1 | 11.403 | 0 | 0 | 14755.41
PI6600-4697.1 | PI6600-4697 | PI6600-4630 | 1 | 675 | Rainfall_100yr | Rainfall | 0 | 0 | 156812.03 | 10.963 | 16.3459 | 0.456 | 21.741 | 4.266 | 0 | 0 | 1 | 8.784 | 16.5971 | 2.158 | 22.128 | 6.613 | 1 | 43.953 | 0 | 0 | 156812.03
PI6600-5304.1 | PI6600-5304 | PI6600-5019 | 1 | 675 | Rainfall_100yr | Rainfall | 0 | 0 | 130070.51 | 8.408 | 10.9579 | 0.682 | 22.406 | 3.084 | 0 | 0 | 1 | 8.343 | 10.9606 | 0.756 | 23.082 | 3.421 | 1 | 11.523 | 0 | 0 | 130070.6
PI6600-5019.1 | PI6600-5019 | PI6600-4697 | 1 | 675 | Rainfall_100yr | Rainfall | 0 | 0 | 116935.09 | 8.987 | 8.8805 | 0.96 | 22.085 | 2.931 | 0 | 0 | 1 | 8.399 | 8.9072 | 0.74 | 22.298 | 3.255 | 1 | 11.283 | 0 | 0 | 116937.89
PI1500-4002.1 | PI1500-4002 | PI1500-3953 | 1 | 675 | Rainfall_100yr | Rainfall | 0 | 0 | 53177.7 | 8.02 | 7.442 | 0.763 | 50.748 | 2.703 | 0 | 0 | 1 | 7.869 | 7.4508 | 0.678 | 50.717 | 2.913 | 1 | 11.194 | 0 | 0 | 53180.07
PI1201-252.1 | PI1201-252 | PI1201-202 | 1 | 675 | Rainfall_100yr | Rainfall | 0 | 0 | 259289.28 | 6.745 | 10.0094 | 0.993 | 27.127 | 4.572 | 0 | 0 | 1 | 6.442 | 10.0004 | 1.159 | 27.153 | 5.073 | 1 | 18.476 | 0 | 0 | 259289.28
PI8400-1181.1 | PI8400-1181 | PI8400-821 | 1 | 675 | Rainfall_100yr | Rainfall | 0 | 0 | 493748.09 | 9.553 | 20.6964 | 0.379 | 29.773 | 2.883 | 0 | 0 | 2 | 9.132 | 20.669 | 0.467 | 29.782 | 2.853 | 2 | 7.114 | 0 | 0 | 493775.72
PI8400-821.1 | PI8400-821 | PI8400-791 | 1 | 675 | Rainfall_100yr | Rainfall | 0 | 0 | 487512.91 | 9.595 | 20.7058 | 0.357 | 29.776 | 2.889 | 0 | 0 | 2 | 9.553 | 20.7033 | 0.391 | 29.774 | 2.886 | 2 | 6.982 | 0 | 0 | 487528.72
PI8400-791.1 | PI8400-791 | PI8400-584 | 1 | 675 | Rainfall_100yr | Rainfall | 0 | 0 | 486289.97 | 9.775 | 20.7244 | 0.187 | 29.816 | 2.903 | 0 | 0 | 2 | 9.596 | 20.7139 | 0.366 | 29.778 | 2.893 | 2 | 7.079 | 0 | 0 | 486364.5
PI0504-2441.1 | PI0504-2441 | PI0504-2041 | 1 | 675 | Rainfall_100yr | Rainfall | 0 | 0 | 853073.19 | 7.219 | 39.0417 | 0.901 | 43.059 | 5.804 | 0 | 0 | 2 | 7.921 | 39.0391 | 0.663 | 44.437 | 5.326 | 2 | 27.504 | 0 | 0 | 853250.63
PI6600-4630.1 | PI6600-4630 | PI6600-3895 | 1 | 675 | Rainfall_100yr | Rainfall | 0 | 0 | 170888.14 | 12.23 | 9.918 | 0.341 | 20.951 | 2.593 | 0 | 0 | 1 | 10.954 | 9.9019 | 0.724 | 21.524 | 2.609 | 1 | 11.325 | 0 | 0 | 170918.17
PI8400-2854.2 | PI8400-2854 | PI8400-2814 | 2 | 675 | Rainfall_100yr | Rainfall | 0 | 0 | 349301.13 | 5.895 | 16.7156 | 0.734 | 35.489 | 4.777 | 0 | 0 | 2 | 5.876 | 16.7168 | 0.966 | 35.702 | 4.777 | 2 | 16.669 | 0 | 0 | 349301.13
PI8400-2814.1 | PI8400-2814 | PI8400-2452 | 1 | 675 | Rainfall_100yr | Rainfall | 0 | 0 | 335315.84 | 5.623 | 14.0076 | 0.82 | 34.1 | 4.037 | 0 | 0 | 2 | 5.855 | 14.0102 | 0.79 | 35.358 | 4.227 | 2 | 12.015 | 0 | 0 | 335318.38
PI8400-2452.1 | PI8400-2452 | PI8400-2436 | 1 | 675 | Rainfall_100yr | Rainfall | 0 | 0 | 347457.97 | 5.595 | 16.591 | 0.688 | 33.997 | 4.761 | 0 | 0 | 1 | 5.485 | 16.6194 | 1.039 | 34.089 | 4.779 | 1 | 25.592 | 0 | 0 | 347457.97
PI8400-2436.1 | PI8400-2436 | PI8400-2369 | 1 | 675 | Rainfall_100yr | Rainfall | 0 | 0 | 331038.06 | 5.56 | 13.6419 | 0.717 | 33.586 | 3.946 | 0 | 0 | 2 | 5.517 | 13.6424 | 0.818 | 33.768 | 4.031 | 2 | 12.917 | 0 | 0 | 331038.06
PI8400-1442.1 | PI8400-1442 | PI8400-1253 | 1 | 675 | Rainfall_100yr | Rainfall | 0 | 0 | 222231.53 | 4.802 | 11.3542 | 0.713 | 29.979 | 4.487 | 0 | 0 | 2 | 4.329 | 11.3598 | 0.669 | 29.892 | 3.876 | 2 | 10.273 | 0 | 0 | 222231.61
PI8400-1236.1 | PI8400-1236 | PI8400-1220 | 1 | 675 | Rainfall_100yr | Rainfall | 0 | 0 | -4616.58 | 4.498 | 10.1332 | 0.768 | 29.805 | -3.309 | 0 | 0 | 2 | 4.535 | 10.1328 | 0.919 | 29.84 | -3.81 | 2 | 0 | 0 | 0 | -4616.51
PI8400-1253.1 | PI8400-1253 | PI8400-1236 | 1 | 675 | Rainfall_100yr | Rainfall | 0 | 0 | 496412.72 | 4.603 | 19.3714 | 1 | 30.183 | 5.737 | 0 | 0 | 2 | 4.762 | 19.3718 | 0.872 | 30.3 | 5.664 | 2 | 0 | 0 | 0 | 496412.72
PI9002-55.1 | PI9002-55 | PI9000-3588 | 1 | 675 | Rainfall_100yr | Rainfall | 0 | 0 | 200551.7 | 9.903 | 15.8846 | 0.288 | 58.744 | 4.783 | 0 | 0 | 2 | 9.761 | 15.8794 | 0.534 | 58.743 | 4.769 | 2 | 11.46 | 0 | 0 | 200561.16
PI8000-7257.1 | PI8000-7257 | PI8000-6714 | 1 | 675 | Rainfall_100yr | Rainfall | 0 | 0 | 167486.5 | 5.192 | 10.7301 | 0.913 | 67.037 | 3.113 | 0 | 0 | 1 | 4.118 | 10.7408 | 0.927 | 68.161 | 3.385 | 1 | 14.348 | 0 | 0 | 167494.02
PI5700-491.1 | PI5700-491 | PI5600-22 | 1 | 675 | Rainfall_100yr | Rainfall | 0 | 0 | 159555.8 | 13.488 | 13.2418 | 0.075 | 45.494 | 3.329 | 0 | 0 | 1 | 12.934 | 13.2544 | 0.797 | 46.969 | 3.341 | 1 | 13.93 | 0 | 0 | 161301.89
PI5700-834.1 | PI5700-834 | PI5700-570 | 1 | 675 | Rainfall_100yr | Rainfall | 0 | 0 | 156516.94 | 12.567 | 12.3213 | 0.789 | 47.188 | 3.136 | 0 | 0 | 1 | 11.717 | 12.3262 | 0.986 | 47.853 | 3.175 | 1 | 17.06 | 0 | 0 | 157414.63
PI5700-570.1 | PI5700-570 | PI5700-491 | 1 | 675 | Rainfall_100yr | Rainfall | 0 | 0 | 156116.48 | 12.963 | 12.3154 | 0.835 | 46.926 | 3.12 | 0 | 0 | 1 | 12.487 | 12.3168 | 1.084 | 47.094 | 3.141 | 1 | 20.339 | 0 | 0 | 156390.86
PI4204-1524.1 | PI4204-1524 | PI4204-1219 | 1 | 675 | Rainfall_100yr | Rainfall | 0 | 0 | 93248.16 | 9.689 | 10.8514 | 0.17 | 85.954 | 2.958 | 0 | 0 | 1 | 9.934 | 11.0795 | 0.158 | 86.033 | 2.976 | 1 | -5.304 | 0 | 0 | 94127.95
PI4205-192.1 | PI4205-192 | PI4205-79 | 1 | 675 | Rainfall_100yr | Rainfall | 0 | 0 | 138179.42 | 8.517 | 16.1296 | 1.19 | 90.8 | 5.336 | 0 | 0 | 1 | 7.523 | 16.1303 | 1.672 | 91.423 | 7.724 | 1 | 27.015 | 0 | 0 | 138179.52
PI4200-5627.1 | PI4200-5627 | PI4200-5121 | 1 | 675 | Rainfall_100yr | Rainfall | 0 | 0 | 139217.75 | 6.355 | 11.4257 | 0.9 | 90.601 | 4.866 | 0 | 0 | 1 | 5.293 | 11.6855 | 1.013 | 91.9 | 5.41 | 1 | 15.426 | 0 | 0 | 139218.2
PI4200-5890.1 | PI4200-5890 | PI4200-5627 | 1 | 675 | Rainfall_100yr | Rainfall | 0 | 0 | 138848.64 | 5.322 | 11.6966 | 0.9 | 91.922 | 5.071 | 0 | 0 | 1 | 4.749 | 12.2232 | 1.013 | 92.579 | 5.452 | 1 | 15.426 | 0 | 0 | 138848.86
PI4206-94.1 | PI4206-94 | PI4206-80 | 1 | 675 | Rainfall_100yr | Rainfall | 0 | 0 | 124354.53 | 3.867 | 13.4157 | 1.215 | 92.914 | 6.022 | 0 | 0 | 1 | 3.725 | 13.4157 | 1.435 | 92.963 | 6.627 | 1 | 27.224 | 0 | 0 | 124354.54
PI4205-79.1 | PI4205-79 | PI4200-4425 | 1 | 675 | Rainfall_100yr | Rainfall | 0 | 0 | 138179.39 | 9.166 | 16.1279 | 0.422 | 90.312 | 4.336 | 0 | 0 | 1 | 8.466 | 16.1283 | 1.552 | 90.75 | 6.165 | 1 | 27.015 | 0 | 0 | 138179.42
PI4206-80.1 | PI4206-80 | PI4200-5890 | 1 | 675 | Rainfall_100yr | Rainfall | 0 | 0 | 121841.33 | 4.791 | 10.8247 | 0.783 | 92.605 | 3.958 | 0 | 0 | 1 | 3.84 | 10.8247 | 1.63 | 92.811 | 7.234 | 1 | 27.224 | 0 | 0 | 121841.41
PI4204-401.1 | PI4204-401 | PI4204-374 | 1 | 675 | Rainfall_100yr | Rainfall | 0 | 0 | 91486.58 | 7.876 | 9.2125 | 0.682 | 85.741 | 2.807 | 0 | 0 | 1 | 7.995 | 9.2314 | 0.446 | 85.747 | 2.694 | 1 | -14.56 | 0 | 0 | 91487.96
PI4204-690.1 | PI4204-690 | PI4204-401 | 1 | 675 | Rainfall_100yr | Rainfall | 0 | 0 | 91489.56 | 8.004 | 9.4032 | 0.405 | 85.756 | 2.736 | 0 | 0 | 1 | 9.266 | 9.6191 | 0.065 | 85.82 | 2.707 | 1 | -14.56 | 0 | 0 | 91818.12
PI4204-374.1 | PI4204-374 | PI4200-3579 | 1 | 675 | Rainfall_100yr | Rainfall | 0 | 0 | 91484.38 | 8.722 | 8.8021 | 0.225 | 85.655 | 2.567 | 0 | 0 | 1 | 7.874 | 9.0493 | 0.725 | 85.739 | 2.9 | 1 | 11.291 | 0 | 0 | 91486.52
PI4204-911.1 | PI4204-911 | PI4204-690 | 1 | 675 | Rainfall_100yr | Rainfall | 0 | 0 | 91838.7 | 9.268 | 9.8086 | 0.086 | 85.822 | 2.755 | 0 | 0 | 1 | 9.439 | 9.9868 | 0.149 | 85.873 | 2.774 | 1 | -5.304 | 0 | 0 | 92365.31
PI4204-967.1 | PI4204-967 | PI4204-911 | 1 | 675 | Rainfall_100yr | Rainfall | 0 | 0 | 92387.82 | 9.442 | 10.1891 | 0.161 | 85.875 | 2.825 | 0 | 0 | 1 | 9.486 | 10.2373 | 0.173 | 85.889 | 2.829 | 1 | -5.304 | 0 | 0 | 92529.48
PI4204-1219.1 | PI4204-1219 | PI4204-967 | 1 | 675 | Rainfall_100yr | Rainfall | 0 | 0 | 92552.5 | 9.488 | 10.4473 | 0.19 | 85.891 | 2.882 | 0 | 0 | 1 | 9.687 | 10.6547 | 0.159 | 85.952 | 2.904 | 1 | -5.304 | 0 | 0 | 93222.95
PI4200-5121.1 | PI4200-5121 | PI4200-4691 | 1 | 675 | Rainfall_100yr | Rainfall | 0 | 0 | 136903.78 | 8.165 | 15.8134 | 0.721 | 90.267 | 4.539 | 0 | 0 | 2 | 6.335 | 15.925 | 1.013 | 90.579 | 5.223 | 2 | 15.426 | 0 | 0 | 136904.55
PI4205-291.1 | PI4205-291 | PI4205-192 | 1 | 675 | Rainfall_100yr | Rainfall | 0 | 0 | 138179.52 | 7.576 | 16.1319 | 1.226 | 91.475 | 6.271 | 0 | 0 | 1 | 6.704 | 16.1327 | 1.673 | 92.023 | 7.858 | 1 | 27.015 | 0 | 0 | 138179.64
PI9501-2159.1 | PI9501-2159 | PI9501-1559 | 1 | 675 | Rainfall_100yr | Rainfall | 0 | 0 | 249198.41 | 4.89 | 15.4621 | 0.553 | 88.862 | 4.535 | 0 | 0 | 2 | 6.03 | 15.4857 | 0.743 | 91.493 | 4.429 | 2 | 11.315 | 0 | 0 | 249198.47
PI9501-1559.1 | PI9501-1559 | PI9501-578 | 1 | 675 | Rainfall_100yr | Rainfall | 0 | 0 | 249198.31 | 2.583 | 15.3536 | 0.995 | 84.38 | 6.019 | 0 | 0 | 2 | 4.672 | 15.4531 | 0.704 | 88.646 | 4.553 | 2 | 10.717 | 0 | 0 | 249198.41
PI9501-578.1 | PI9501-578 | PI9500-575 | 1 | 675 | Rainfall_100yr | Rainfall | 0 | 0 | 249184.92 | 3.977 | 15.1822 | 0.46 | 81.788 | 4.575 | 0 | 0 | 1 | 2.529 | 15.3419 | 1.23 | 84.327 | 6.594 | 1 | 18.744 | 0 | 0 | 249198.31
PI9400-1418.1 | PI9400-1418 | PI9400-813 | 1 | 675 | Rainfall_100yr | Rainfall | 0 | 0 | 220754.81 | 5.149 | 11.9482 | 0.555 | 83.087 | 3.503 | 0 | 0 | 2 | 5.18 | 11.938 | 0.743 | 84.629 | 3.689 | 2 | 11.304 | 0 | 0 | 220756.41
PI9400-813.1 | PI9400-813 | PI9400-578 | 1 | 675 | Rainfall_100yr | Rainfall | 0 | 0 | 220753.7 | 4.976 | 11.9563 | 0.65 | 82.365 | 3.522 | 0 | 0 | 2 | 5.025 | 11.9523 | 0.698 | 82.964 | 3.514 | 2 | 10.942 | 0 | 0 | 220754.73
PI9400-54.1 | PI9400-54 | PI9400-0 | 1 | 675 | Rainfall_100yr | Rainfall | 0 | 0 | 219800.44 | 5.932 | 11.9729 | 0.93 | 80.965 | 3.473 | 0 | 0 | 2 | 5.934 | 11.9705 | 0.693 | 81.267 | 3.47 | 2 | 11.386 | 0 | 0 | 220179.97
PI9400-578.1 | PI9400-578 | PI9400-54 | 1 | 675 | Rainfall_100yr | Rainfall | 0 | 0 | 220211.84 | 6.055 | 11.9662 | 0.554 | 81.387 | 3.46 | 0 | 0 | 1 | 4.848 | 11.9604 | 1.07 | 82.238 | 3.533 | 1 | 17.837 | 0 | 0 | 220753.41
PI9600-33.1 | PI9600-33 | PI9500-252 | 1 | 675 | Rainfall_100yr | Rainfall | 0 | 0 | 1158098.75 | 7.92 | 76.8035 | 0.502 | 87.959 | 21.169 | 0 | 0 | 2 | 12.32 | 76.8047 | 0.446 | 91.534 | 19.573 | 2 | 11.14 | 0 | 0 | 1158208.5
PI9400-1744.1 | PI9400-1744 | PI9400-1418 | 1 | 675 | Rainfall_100yr | Rainfall | 0 | 0 | 220756.45 | 5.209 | 11.9349 | 0.696 | 84.657 | 3.557 | 0 | 0 | 2 | 5.229 | 11.9302 | 0.741 | 85.487 | 3.868 | 2 | 11.285 | 0 | 0 | 220756.89
PI3700-1441.1 | PI3700-1441 | PI3700-1205 | 1 | 675 | Rainfall_100yr | Rainfall | 0 | 0 | 470264.91 | 5.448 | 11.9683 | 0.397 | 66.47 | 2.879 | 0 | 0 | 1 | 5.224 | 11.9664 | 0.567 | 66.627 | 2.88 | 1 | 12.436 | 0 | 0 | 470556.41
PI3805-177.1 | PI3805-177 | PI3800-3475 | 1 | 675 | Rainfall_100yr | Rainfall | 0 | 0 | 31329.85 | 7.465 | 3.8019 | 0.107 | 72.624 | 0.854 | 0 | 0 | 1 | 5.799 | 3.8053 | 0.955 | 72.648 | 1.995 | 1 | 30.267 | 0 | 0 | 31330.04
PI3800-3711.1 | PI3800-3711 | PI3800-3475 | 1 | 675 | Rainfall_100yr | Rainfall | 0 | 0 | 732626.63 | 7.465 | 19.6068 | 0.651 | 72.895 | 4.426 | 0 | 0 | 2 | 8.079 | 19.6096 | 0.57 | 73.806 | 4.388 | 2 | 10.87 | 0 | 0 | 732631.5
PI3800-3475.1 | PI3800-3475 | PI3800-3246 | 1 | 675 | Rainfall_100yr | Rainfall | 0 | 0 | 765577.19 | 6.963 | 19.6966 | 0.48 | 72.067 | 4.585 | 0 | 0 | 2 | 7.423 | 19.6896 | 0.556 | 72.821 | 4.538 | 2 | 11.017 | 0 | 0 | 765583.13
PI6800-483.1 | PI6800-483 | PI6800-272 | 1 | 675 | Rainfall_100yr | Rainfall | 0 | 0 | 579643.5 | 7.84 | 24.0545 | 0.643 | 19.213 | 5.505 | 0 | 0 | 2 | 8.398 | 24.0195 | 0.656 | 20.237 | 5.427 | 2 | 13.478 | 0 | 0 | 579644.81
PI6801-146.1 | PI6801-146 | PI6800-719 | 1 | 675 | Rainfall_100yr | Rainfall | 0 | 0 | 396841.16 | 9.406 | 24.677 | 0.512 | 21.304 | 5.506 | 0 | 0 | 2 | 8.632 | 25.9071 | 1.174 | 21.59 | 5.781 | 2 | 24.985 | 0 | 0 | 396841.28
PI6800-992.1 | PI6800-992 | PI6800-719 | 1 | 675 | Rainfall_100yr | Rainfall | 0 | 0 | 182804.19 | 9.406 | 22.5176 | 0.347 | 21.481 | 4.939 | 0 | 0 | 1 | 8.883 | 22.5179 | 1.159 | 22.775 | 4.957 | 1 | 24.312 | 0 | 0 | 182804.25
PI6801-395.1 | PI6801-395 | PI6801-146 | 1 | 675 | Rainfall_100yr | Rainfall | 0 | 0 | 183628.25 | 8.69 | 16.0773 | 0.689 | 21.516 | 3.66 | 0 | 0 | 2 | 7.951 | 16.0384 | 0.756 | 21.398 | 3.649 | 2 | 15.528 | 0 | 0 | 183628.66
PI6600-2182.1 | PI6600-2182 | PI6600-1738 | 1 | 675 | Rainfall_100yr | Rainfall | 0 | 0 | 630390.88 | 9.794 | 31.4706 | 0.18 | 18.426 | 2.358 | 0 | 0 | 1 | 9.614 | 31.4629 | 0.409 | 18.536 | 2.359 | 1 | 36.729 | 0 | 0 | 630448.19
PI6800-719.1 | PI6800-719 | PI6800-483 | 1 | 675 | Rainfall_100yr | Rainfall | 0 | 0 | 579644.81 | 8.463 | 24.0501 | 0.624 | 20.301 | 5.429 | 0 | 0 | 2 | 9.341 | 24.1215 | 0.614 | 21.566 | 5.361 | 2 | 12.442 | 0 | 0 | 579645.31
PI7712-20.2 | PI7712-20 | PI8000-1386 | 2 | 675 | Rainfall_100yr | Rainfall | 0 | 0 | 358950.88 | 7.116 | 15.2706 | 0.732 | 48.129 | 4.47 | 0 | 0 | 1 | 6.696 | 15.0437 | 0.889 | 48.612 | 4.932 | 1 | 18.217 | 0 | 0 | 358950.91
PI8000-1885.1 | PI8000-1885 | PI7712-20 | 1 | 675 | Rainfall_100yr | Rainfall | 0 | 0 | 517010.09 | 6.767 | 21.9971 | 0.988 | 48.821 | 5.045 | 0 | 0 | 2 | 6.823 | 22.0285 | 0.892 | 49.712 | 5.159 | 2 | 18.217 | 0 | 0 | 517010.13
PI8000-1058.1 | PI8000-1058 | PI8000-766 | 1 | 675 | Rainfall_100yr | Rainfall | 0 | 0 | 412012.13 | 7.443 | 16.8534 | 0.63 | 46.378 | 4.516 | 0 | 0 | 1 | 7.24 | 16.7969 | 0.889 | 47.189 | 5.038 | 1 | 18.217 | 0 | 0 | 412012.31
PI8000-1386.1 | PI8000-1386 | PI8000-1058 | 1 | 675 | Rainfall_100yr | Rainfall | 0 | 0 | 412082.34 | 7.277 | 16.8143 | 0.807 | 47.231 | 4.82 | 0 | 0 | 1 | 7.079 | 16.8363 | 0.891 | 48.17 | 5.162 | 1 | 18.217 | 0 | 0 | 412082.38
PI6800-1462.1 | PI6800-1462 | PI6800-1270 | 1 | 675 | Rainfall_100yr | Rainfall | 0 | 0 | 156524.03 | 9.004 | 18.4479 | 0.808 | 23.721 | 4.053 | 0 | 0 | 1 | 8.723 | 18.4538 | 1.059 | 24.392 | 4.73 | 1 | 21.757 | 0 | 0 | 156524.06
PI1100-900.1 | PI1100-900 | PI1100-673 | 1 | 675 | Rainfall_100yr | Rainfall | 0 | 0 | 422822.22 | 7.156 | 15.0666 | 0.933 | 28.257 | 4.483 | 0 | 0 | 1 | 9.308 | 15.0738 | 0.07 | 28.557 | 3.322 | 1 | -27.927 | 0 | 0 | 423269.81
PI6900-4077.1 | PI6900-4077 | PI6900-3413 | 1 | 675 | Rainfall_100yr | Rainfall | 0 | 0 | 119545.09 | 8.853 | 12.1743 | 0.072 | 23.971 | 2.679 | 0 | 0 | 1 | 8.192 | 12.1716 | 0.573 | 24.724 | 2.703 | 1 | 16.671 | 0 | 0 | 120171.26
PI8000-1896.1 | PI8000-1896 | PI8000-1885 | 1 | 675 | Rainfall_100yr | Rainfall | 0 | 0 | 507185.69 | 6.871 | 21.566 | 0.802 | 49.729 | 4.923 | 0 | 0 | 2 | 6.869 | 21.5699 | 0.819 | 49.768 | 4.923 | 2 | 18.217 | 0 | 0 | 507185.69
PI6800-1270.1 | PI6800-1270 | PI6800-992 | 1 | 675 | Rainfall_100yr | Rainfall | 0 | 0 | 156841.36 | 8.946 | 18.4453 | 0.852 | 22.713 | 4.058 | 0 | 0 | 2 | 8.962 | 18.4469 | 0.884 | 23.679 | 4.057 | 2 | 18.095 | 0 | 0 | 156841.42
PI1100-673.1 | PI1100-673 | PI1100-375 | 1 | 675 | Rainfall_100yr | Rainfall | 0 | 0 | 422060.72 | 10.605 | 15.0488 | 0.069 | 27.808 | 3.284 | 0 | 0 | 1 | 7.14 | 15.0581 | 1.48 | 28.235 | 5.744 | 1 | 35.378 | 0 | 0 | 422267.59
PI1400-285.1 | PI1400-285 | PI1400-120 | 1 | 675 | Rainfall_100yr | Rainfall | 0 | 0 | 31733.33 | 6.912 | 4.6421 | 0.06 | 35.345 | 1.07 | 0 | 0 | 1 | 6.496 | 4.664 | 0.159 | 35.346 | 1.081 | 1 | 15.545 | 0 | 0 | 32408.44
PI1400-120.1 | PI1400-120 | PI1300-4980 | 1 | 675 | Rainfall_100yr | Rainfall | 0 | 0 | 243479.09 | 3.731 | 23.6741 | 0.987 | 35.044 | 5.684 | 0 | 0 | 2 | 3.896 | 23.6823 | 0.791 | 35.542 | 5.65 | 2 | 15.545 | 0 | 0 | 243479.08
PI8000-2404.1 | PI8000-2404 | PI8000-2131 | 1 | 675 | Rainfall_100yr | Rainfall | 0 | 0 | 168948.14 | 6.032 | 12.1867 | 0.71 | 50.153 | 2.94 | 0 | 0 | 1 | 3.711 | 12.3688 | 1.401 | 50.636 | 5.838 | 1 | 31.244 | 0 | 0 | 168948.17
PI2300-303.1 | PI2300-303 | PI2300-269 | 1 | 675 | Rainfall_100yr | Rainfall | 0 | 0 | 136141.83 | 3.207 | 14.5256 | 0.253 | 30.433 | 2.849 | 0 | 0 | 2 | 3.212 | 14.5284 | 0.257 | 30.469 | 2.849 | 2 | 12.239 | 0 | 0 | 136148.08
PI2300-269.1 | PI2300-269 | PI2300-219 | 1 | 675 | Rainfall_100yr | Rainfall | 0 | 0 | 136123.48 | 3.263 | 14.5067 | 0.226 | 30.362 | 2.843 | 0 | 0 | 1 | 3.189 | 14.51 | 0.256 | 30.415 | 2.849 | 1 | 20.63 | 0 | 0 | 136138.84
PI2300-219.1 | PI2300-219 | PI2300-164 | 1 | 675 | Rainfall_100yr | Rainfall | 0 | 0 | 136116.81 | 3.044 | 14.4662 | 0.279 | 30.277 | 2.899 | 0 | 0 | 1 | 2.961 | 14.4914 | 0.338 | 30.335 | 2.953 | 1 | 20.63 | 0 | 0 | 136118.08
PI2400-85.1 | PI2400-85 | PI2400-46 | 1 | 675 | Rainfall_100yr | Rainfall | 0 | 0 | 185936.73 | 2.369 | 21.1367 | 0.781 | 30.469 | 5.13 | 0 | 0 | 0.97 | 2.421 | 21.1529 | 0.712 | 30.57 | 4.846 | 1 | 14.635 | 0 | 0 | 185936.73
PI2400-46.1 | PI2400-46 | CC0200-3428 | 1 | 675 | Rainfall_100yr | Rainfall | 0 | 0 | 185936.73 | 2.267 | 21.1143 | 0.997 | 30.354 | 5.984 | 0 | 0 | 0.93 | 2.32 | 21.1301 | 0.865 | 30.424 | 5.47 | 1 | 10.968 | 0 | 0 | 185936.73
PI3700-1205.1 | PI3700-1205 | PI3700-814 | 1 | 675 | Rainfall_100yr | Rainfall | 0 | 0 | 477683.31 | 5.575 | 12.2281 | 0.325 | 66.327 | 2.469 | 0 | 0 | 2 | 5.438 | 12.2234 | 0.381 | 66.45 | 2.41 | 2 | 10.165 | 0 | 0 | 478300.03
PI3700-814.1 | PI3700-814 | PI3700-705 | 1 | 675 | Rainfall_100yr | Rainfall | 0 | 0 | 563690.06 | 5.411 | 15.5012 | 0.344 | 66.207 | 2.953 | 0 | 0 | 2 | 5.497 | 15.5052 | 0.376 | 66.353 | 2.951 | 2 | 9.622 | 0 | 0 | 563863.88
PI3700-170.1 | PI3700-170 | PI3700-155 | 1 | 675 | Rainfall_100yr | Rainfall | 0 | 0 | 562943.88 | 4.902 | 15.4476 | 1.064 | 65.356 | 3.683 | 0 | 0 | 1 | 4.79 | 15.4482 | 1.211 | 65.377 | 4.128 | 1 | 38.048 | 0 | 0 | 562953.25
PI3700-705.1 | PI3700-705 | PI3700-397 | 1 | 675 | Rainfall_100yr | Rainfall | 0 | 0 | 563224.19 | 5.044 | 15.4788 | 0.44 | 65.719 | 2.966 | 0 | 0 | 2 | 5.334 | 15.4902 | 0.362 | 66.129 | 2.954 | 2 | 8.091 | 0 | 0 | 563674.06
PI3700-397.1 | PI3700-397 | PI3700-170 | 1 | 675 | Rainfall_100yr | Rainfall | 0 | 0 | 562961.25 | 4.811 | 15.4593 | 0.99 | 65.398 | 3.68 | 0 | 0 | 2 | 5.023 | 15.4678 | 0.45 | 65.698 | 3.004 | 2 | 8.091 | 0 | 0 | 563210.31
PI3700-155.1 | PI3700-155 | CC0300-8706 | 1 | 675 | Rainfall_100yr | Rainfall | 0 | 0 | 562721.75 | 6.048 | 15.4307 | 0.274 | 65.146 | 2.921 | 0 | 0 | 1 | 4.884 | 15.4365 | 1.291 | 65.334 | 4.181 | 1 | 38.048 | 0 | 0 | 562935.94
PI0505-2153.1 | PI0505-2153 | PI0505-1878 | 1 | 675 | Rainfall_100yr | Rainfall | 0 | 0 | 443195.03 | 10.085 | 32.3096 | 0.346 | 43.387 | 5.794 | 0 | 0 | 2 | 11.645 | 32.31 | 0.383 | 45.098 | 5.69 | 2 | 10.195 | 0 | 0 | 444630.53
PI0505-1152.1 | PI0505-1152 | PI0505-615 | 1 | 675 | Rainfall_100yr | Rainfall | 0 | 0 | 568084.38 | 8.824 | 19.6027 | 0.492 | 40.152 | 3.668 | 0 | 0 | 2 | 8.064 | 19.6124 | 0.686 | 40.463 | 3.662 | 2 | 18.313 | 0 | 0 | 570920.81
PI0505-1381.1 | PI0505-1381 | PI0505-1152 | 1 | 675 | Rainfall_100yr | Rainfall | 0 | 0 | 462700.25 | 8.072 | 22.2994 | 0.649 | 40.431 | 4.156 | 0 | 0 | 2 | 7.983 | 22.3018 | 0.46 | 40.512 | 4.129 | 2 | 10.144 | 0 | 0 | 463901
PI0505-615.1 | PI0505-615 | PI0505-495 | 1 | 675 | Rainfall_100yr | Rainfall | 0 | 0 | -858563.88 | 9.453 | -21.2672 | 0.889 | 40.818 | -3.86 | 0 | 0 | 2 | 8.994 | -21.2593 | 0.583 | 40.502 | -3.88 | 2 | 13.988 | 0 | 0 | -857921.56
PI0505-1653.1 | PI0505-1653 | PI0505-1381 | 1 | 675 | Rainfall_100yr | Rainfall | 0 | 0 | 405443.16 | 7.989 | 23.2335 | 0.449 | 40.485 | 4.296 | 0 | 0 | 2 | 8.272 | 23.2349 | 0.406 | 41.19 | 4.259 | 2 | 9.949 | 0 | 0 | 406866.94
PI0505-1820.1 | PI0505-1820 | PI0505-1697 | 1 | 675 | Rainfall_100yr | Rainfall | 0 | 0 | 442019.38 | 8.494 | 32.3087 | 0.384 | 41.711 | 5.905 | 0 | 0 | 2 | 9.192 | 32.3088 | 0.379 | 42.475 | 5.856 | 2 | 9.786 | 0 | 0 | 442662.03
PI0505-1697.1 | PI0505-1697 | PI0505-1653 | 1 | 675 | Rainfall_100yr | Rainfall | 0 | 0 | 405535.5 | 8.336 | 23.1035 | 0.394 | 41.24 | 4.233 | 0 | 0 | 2 | 8.433 | 23.1036 | 0.395 | 41.371 | 4.228 | 2 | 10.761 | 0 | 0 | 405763.44
PI0505-1878.1 | PI0505-1878 | PI0505-1820 | 1 | 675 | Rainfall_100yr | Rainfall | 0 | 0 | 442778.25 | 9.474 | 32.3092 | 0.36 | 42.753 | 5.836 | 0 | 0 | 2 | 9.807 | 32.3092 | 0.362 | 43.112 | 5.813 | 2 | 9.356 | 0 | 0 | 443079.41
PI0505-495.1 | PI0505-495 | PI0505-383 | 1 | 675 | Rainfall_100yr | Rainfall | 0 | 0 | 1235482.38 | 9.572 | 44.6949 | 0.331 | 40.422 | 8.324 | 0 | 0 | 2 | 9.394 | 38.9512 | 0.992 | 40.879 | 7.211 | 2 | 30.774 | 0 | 0 | 1236080.88
PI5816-255.1 | PI5816-255 | PI5800-4213 | 1 | 675 | Rainfall_100yr | Rainfall | 0 | 0 | 392773.66 | 11.288 | 22.3972 | 1.073 | 61.689 | 4.01 | 0 | 0 | 1 | 10.282 | 22.401 | 1.186 | 62.268 | 4.844 | 1 | 32.311 | 0 | 0 | 392972.41
PI5816-561.1 | PI5816-561 | PI5816-255 | 1 | 675 | Rainfall_100yr | Rainfall | 0 | 0 | 392982.28 | 10.313 | 22.4059 | 0.987 | 62.299 | 4.333 | 0 | 0 | 2 | 10.391 | 22.4105 | 0.695 | 62.987 | 4.034 | 2 | 18.316 | 0 | 0 | 393325.03
PI581601-47.1 | PI581601-47 | PI5816-561 | 1 | 675 | Rainfall_100yr | Rainfall | 0 | 0 | 376325.25 | 10.484 | 22.4202 | 0.59 | 62.995 | 4.03 | 0 | 0 | 2 | 10.42 | 22.4208 | 0.679 | 63.052 | 4.029 | 2 | 20.789 | 0 | 0 | 376384.69
PI581601-178.1 | PI581601-178 | PI581601-47 | 1 | 675 | Rainfall_100yr | Rainfall | 0 | 0 | 273146.5 | 10.437 | 11.1473 | 0.631 | 62.999 | 2.729 | 0 | 0 | 1 | 10.157 | 11.1448 | 0.747 | 63.049 | 3.081 | 1 | 20.537 | 0 | 0 | 273300.31
PI3800-2292.1 | PI3800-2292 | PI3800-1729 | 1 | 675 | Rainfall_100yr | Rainfall | 0 | 0 | 853062.56 | 6.772 | 23.8428 | 0.698 | 69.025 | 4.579 | 0 | 0 | 2 | 6.054 | 23.8385 | 0.772 | 69.74 | 4.551 | 2 | 20.522 | 0 | 0 | 853075.19
PI3800-2319.1 | PI3800-2319 | PI3800-2292 | 1 | 675 | Rainfall_100yr | Rainfall | 0 | 0 | 853075.5 | 6.075 | 23.8772 | 0.72 | 69.762 | 4.557 | 0 | 0 | 2 | 6.043 | 23.8839 | 0.736 | 69.794 | 4.557 | 2 | 20.522 | 0 | 0 | 853076.13
PI3800-2417.1 | PI3800-2417 | PI3800-2319 | 1 | 675 | Rainfall_100yr | Rainfall | 0 | 0 | 782589.13 | 6.064 | 23.6993 | 0.671 | 69.746 | 4.52 | 0 | 0 | 2 | 5.963 | 23.7591 | 0.619 | 69.782 | 4.52 | 2 | 15.91 | 0 | 0 | 782591.63
PI3800-2571.1 | PI3800-2571 | PI3800-2417 | 1 | 675 | Rainfall_100yr | Rainfall | 0 | 0 | 773192.06 | 5.971 | 21.2921 | 0.591 | 69.862 | 4.036 | 0 | 0 | 2 | 5.94 | 21.2956 | 0.601 | 70.105 | 4.027 | 2 | 15.91 | 0 | 0 | 773196.06
PI3800-1729.1 | PI3800-1729 | PI3800-1299 | 1 | 675 | Rainfall_100yr | Rainfall | 0 | 0 | 924307.69 | 6.892 | 24.4457 | 0.677 | 68.164 | 4.721 | 0 | 0 | 2 | 6.739 | 24.4426 | 0.77 | 69.082 | 4.692 | 2 | 20.466 | 0 | 0 | 924318.63
PI3800-795.1 | PI3800-795 | CC0300-8868 | 1 | 675 | Rainfall_100yr | Rainfall | 0 | 0 | 1075632 | 5.999 | 30.3274 | 0.795 | 65.859 | 4.05 | 0 | 0 | 2 | 7.349 | 30.356 | 0.314 | 67.414 | 4.001 | 2 | 9.719 | 0 | 0 | 1077391.5
PI4300-1157.1 | PI4300-1157 | PI4300-981 | 1 | 675 | Rainfall_100yr | Rainfall | 0 | 0 | 570389.69 | 4.701 | 22.0786 | 0.806 | 79.818 | 4.472 | 0 | 0 | 1 | 4.602 | 22.0809 | 0.879 | 80.3 | 4.861 | 1 | 23.509 | 0 | 0 | 570390.63
PI4300-1380.1 | PI4300-1380 | PI4300-1157 | 1 | 675 | Rainfall_100yr | Rainfall | 0 | 0 | 577182.56 | 4.734 | 23.0408 | 0.683 | 80.47 | 4.41 | 0 | 0 | 1 | 4.71 | 23.0408 | 0.877 | 81.179 | 4.875 | 1 | 23.509 | 0 | 0 | 577183.69
PI4300-1401.1 | PI4300-1401 | PI4300-1380 | 1 | 675 | Rainfall_100yr | Rainfall | 0 | 0 | 577183.81 | 4.761 | 23.0405 | 0.802 | 81.23 | 4.654 | 0 | 0 | 1 | 4.759 | 23.0405 | 0.827 | 81.296 | 4.722 | 1 | 23.509 | 0 | 0 | 577183.94
PI4300-1491.1 | PI4300-1491 | PI4300-1401 | 1 | 675 | Rainfall_100yr | Rainfall | 0 | 0 | 576061.19 | 4.985 | 22.7493 | 0.597 | 81.511 | 4.343 | 0 | 0 | 1 | 4.966 | 22.7498 | 0.821 | 81.787 | 4.394 | 1 | 23.509 | 0 | 0 | 576061.63
PI4300-1650.1 | PI4300-1650 | PI4300-1491 | 1 | 675 | Rainfall_100yr | Rainfall | 0 | 0 | 574603 | 5.015 | 22.5517 | 0.761 | 81.824 | 4.305 | 0 | 0 | 1 | 4.961 | 22.5526 | 0.873 | 82.293 | 4.799 | 1 | 23.509 | 0 | 0 | 574603.75
PI4300-1833.1 | PI4300-1833 | PI4300-1650 | 1 | 675 | Rainfall_100yr | Rainfall | 0 | 0 | 396859.38 | 5.008 | 22.395 | 0.932 | 82.332 | 4.284 | 0 | 0 | 1 | 4.931 | 22.3961 | 0.861 | 82.856 | 4.489 | 1 | 23.509 | 0 | 0 | 396859.47
PI4300-981.1 | PI4300-981 | PI4300-421 | 1 | 675 | Rainfall_100yr | Rainfall | 0 | 0 | 571627.63 | 4.894 | 22.0841 | 0.781 | 78.18 | 4.231 | 0 | 0 | 1 | 4.655 | 22.0801 | 0.883 | 79.781 | 4.729 | 1 | 23.509 | 0 | 0 | 571630.69
PI4300-421.1 | PI4300-421 | PI4300-140 | 1 | 675 | Rainfall_100yr | Rainfall | 0 | 0 | 581123.75 | 5.388 | 24.3978 | 0.541 | 77.617 | 4.686 | 0 | 0 | 2 | 4.871 | 24.4017 | 0.863 | 78.078 | 4.682 | 2 | 23.509 | 0 | 0 | 581207.25
PI4300-2233.1 | PI4300-2233 | PI4300-1833 | 1 | 675 | Rainfall_100yr | Rainfall | 0 | 0 | 393567.06 | 4.977 | 22.3979 | 0.791 | 82.889 | 4.302 | 0 | 0 | 1 | 4.758 | 22.4001 | 0.883 | 83.986 | 5.143 | 1 | 23.509 | 0 | 0 | 393567.16
PI4000-643.1 | PI4000-643 | PI4000-599 | 1 | 675 | Rainfall_100yr | Rainfall | 0 | 0 | 134244.31 | 6.024 | 20.8505 | 0.48 | 71.04 | 3.929 | 0 | 0 | 2 | 6.025 | 20.8536 | 0.612 | 71.152 | 3.929 | 2 | 20.558 | 0 | 0 | 134258.52
PI4000-664.1 | PI4000-664 | PI4000-643 | 1 | 675 | Rainfall_100yr | Rainfall | 0 | 0 | 89416.91 | 6.065 | 17.1182 | 0.487 | 71.113 | 3.224 | 0 | 0 | 1 | 5.912 | 17.1197 | 0.877 | 71.151 | 3.23 | 1 | 39.021 | 0 | 0 | 89419.15
PI3800-3246.1 | PI3800-3246 | PI3800-2571 | 1 | 675 | Rainfall_100yr | Rainfall | 0 | 0 | 785786.38 | 6.057 | 19.8487 | 0.491 | 70.278 | 3.829 | 0 | 0 | 2 | 6.785 | 19.8233 | 0.563 | 71.857 | 3.788 | 2 | 14.591 | 0 | 0 | 785803.81
PI9600-2907.1 | PI9600-2907 | PI9600-2816 | 1 | 675 | Rainfall_100yr | Rainfall | 0 | 0 | 624674.63 | 10.674 | 34.9973 | 0.235 | 94.742 | 6.487 | 0 | 0 | 2 | 10.345 | 34.9965 | 0.903 | 94.965 | 6.478 | 2 | 31.88 | 0 | 0 | 624742.19
PI9600-3082.1 | PI9600-3082 | PI9600-2907 | 1 | 675 | Rainfall_100yr | Rainfall | 0 | 0 | 606676.88 | 10.379 | 30.2515 | 0.827 | 94.999 | 5.595 | 0 | 0 | 2 | 10.701 | 30.2525 | 0.453 | 95.465 | 5.537 | 2 | 9.814 | 0 | 0 | 606779.38
PI6600-3748.1 | PI6600-3748 | PI6600-3713 | 1 | 675 | Rainfall_100yr | Rainfall | 0 | 0 | 370344.13 | 12.106 | 22.2185 | 0.465 | 20.353 | 3.903 | 0 | 0 | 1 | 12.021 | 22.2195 | 0.671 | 20.427 | 3.904 | 1 | 23.984 | 0 | 0 | 370395.94
PI6600-3881.1 | PI6600-3881 | PI6600-3748 | 1 | 675 | Rainfall_100yr | Rainfall | 0 | 0 | 370409.78 | 12.061 | 22.2861 | 0.578 | 20.541 | 3.91 | 0 | 0 | 2 | 12.108 | 22.3406 | 0.704 | 20.962 | 3.916 | 2 | 20.475 | 0 | 0 | 370537.25
PI6600-3895.1 | PI6600-3895 | PI6600-3881 | 1 | 675 | Rainfall_100yr | Rainfall | 0 | 0 | 367636.63 | 12.187 | 23.2629 | 0.631 | 20.991 | 4.08 | 0 | 0 | 1 | 12.187 | 23.292 | 0.725 | 21.04 | 4.083 | 1 | 26.286 | 0 | 0 | 367644.66
PI4000-93.1 | PI4000-93 | PI4000-44 | 1 | 675 | Rainfall_100yr | Rainfall | 0 | 0 | 201859.47 | 4.85 | 26.8529 | 0.525 | 69.067 | 5.135 | 0 | 0 | 2 | 4.846 | 26.8541 | 0.636 | 69.268 | 5.135 | 2 | 26.343 | 0 | 0 | 201974.27
PI4000-153.1 | PI4000-153 | PI4000-93 | 1 | 675 | Rainfall_100yr | Rainfall | 0 | 0 | 201994.41 | 5.14 | 26.8619 | 0.535 | 69.561 | 5.117 | 0 | 0 | 1 | 5.398 | 26.8635 | 0.377 | 69.812 | 5.1 | 1 | -5.294 | 0 | 0 | 202122.33
PI4000-44.1 | PI4000-44 | CC0300-9939 | 1 | 675 | Rainfall_100yr | Rainfall | 0 | 0 | 201701.19 | 4.927 | 26.844 | 0.117 | 68.74 | 5.135 | 0 | 0 | 1 | 4.719 | 26.8451 | 0.502 | 68.924 | 5.144 | 1 | 35.364 | 0 | 0 | 201835.41
PI4000-222.1 | PI4000-222 | PI4000-153 | 1 | 675 | Rainfall_100yr | Rainfall | 0 | 0 | 133711.41 | 5.476 | 20.7779 | 0.294 | 69.719 | 3.944 | 0 | 0 | 1 | 5.437 | 20.7828 | 0.594 | 69.889 | 3.946 | 1 | 22.006 | 0 | 0 | 133843.09
PI4300-140.1 | PI4300-140 | CC0300-11279 | 1 | 675 | Rainfall_100yr | Rainfall | 0 | 0 | 640101.63 | 4.998 | 27.4363 | 0.443 | 77.128 | 5.259 | 0 | 0 | 2 | 5.19 | 27.4371 | 0.63 | 77.617 | 5.236 | 2 | 18.103 | 0 | 0 | 640291
PI4000-599.1 | PI4000-599 | PI4000-222 | 1 | 675 | Rainfall_100yr | Rainfall | 0 | 0 | 133859.5 | 5.495 | 20.8039 | 0.567 | 69.947 | 3.947 | 0 | 0 | 2 | 5.875 | 20.8297 | 0.542 | 70.892 | 3.932 | 2 | 15.817 | 0 | 0 | 134238.89
PI6502-1869.1 | PI6502-1869 | PI6502-1267 | 1 | 675 | Rainfall_100yr | Rainfall | 0 | 0 | -55.91 | 1.956 | -3.9989 | 0.266 | 16.196 | -1.412 | 0 | 0 | 0.78 | 0.524 | -0.15237 | 0.386 | 16.264 | -0.812 | 1 | 20.478 | 0 | 0 | 0
PI8000-290.1 | PI8000-290 | PI8000-15 | 1 | 675 | Rainfall_100yr | Rainfall | 0 | 0 | 408767.84 | 9.051 | 17.5382 | 0.742 | 45.222 | 4.017 | 0 | 0 | 1 | 8.356 | 17.4625 | 0.905 | 45.532 | 4.872 | 1 | 24.127 | 0 | 0 | 408767.94
PI8000-766.1 | PI8000-766 | PI8000-290 | 1 | 675 | Rainfall_100yr | Rainfall | 0 | 0 | 410092.66 | 8.371 | 17.4433 | 0.823 | 45.567 | 4.617 | 0 | 0 | 1 | 7.345 | 16.8705 | 0.907 | 46.193 | 5.2 | 1 | 24.127 | 0 | 0 | 410092.78
PI6502-353.1 | PI6502-353 | PI6502-10 | 1 | 675 | Rainfall_100yr | Rainfall | 0 | 0 | 26496.61 | 3.289 | 6.5686 | 0.944 | 16.16 | 2.671 | 0 | 0 | 1 | 2.747 | 6.3656 | 0.663 | 16.168 | 2.18 | 1 | 16.427 | 0 | 0 | 26504.45
PI0504-300.1 | PI0504-300 | PI0500-8510 | 1 | 675 | Rainfall_100yr | Rainfall | 0 | 0 | 836238.13 | 7.335 | 37.8029 | 0.836 | 36.835 | 4.138 | 0 | 0 | 1 | 7.85 | 37.7563 | 0.397 | 37.01 | 1.848 | 1 | -45.422 | 0 | 0 | 837611.38
PI0504-600.1 | PI0504-600 | PI0504-300 | 1 | 675 | Rainfall_100yr | Rainfall | 0 | 0 | 837431.25 | 6.68 | 37.7259 | 0.99 | 37.271 | 5.387 | 0 | 0 | 2 | 6.567 | 37.7135 | 0.845 | 37.999 | 5.042 | 2 | 35.298 | 0 | 0 | 837542.13
PI0504-935.1 | PI0504-935 | PI0504-600 | 1 | 675 | Rainfall_100yr | Rainfall | 0 | 0 | 837547.69 | 6.617 | 37.6987 | 0.777 | 38.048 | 5.037 | 0 | 0 | 2 | 6.49 | 37.6845 | 0.84 | 38.862 | 5.029 | 2 | 35.336 | 0 | 0 | 837675.25
PI1500-2470.1 | PI1500-2470 | PI1500-2209 | 1 | 675 | Rainfall_100yr | Rainfall | 0 | 0 | 1048079.13 | 8.105 | 24.4595 | 0.995 | 42.423 | 6.1 | 0 | 0 | 2 | 8.108 | 24.4712 | 0.778 | 43.078 | 4.94 | 2 | 20.457 | 0 | 0 | 1048169.94
PI1500-2209.1 | PI1500-2209 | PI1500-1973 | 1 | 675 | Rainfall_100yr | Rainfall | 0 | 0 | 1203900.25 | 8.146 | 40.0713 | 0.681 | 42.009 | 3.438 | 0 | 0 | 1 | 8.057 | 40.0712 | 0.743 | 42.341 | 3.687 | 1 | 45.202 | 0 | 0 | 1204028.88
PI1500-1691.1 | PI1500-1691 | PI1500-1475 | 1 | 675 | Rainfall_100yr | Rainfall | 0 | 0 | 1178550.88 | 9.511 | 29.8507 | 0.921 | 40.442 | 5.39 | 0 | 0 | 1 | 8.155 | 29.8511 | 1.567 | 41.671 | 7.369 | 1 | 44.75 | 0 | 0 | 1178583.5
PI1500-1118.1 | PI1500-1118 | PI1500-857 | 1 | 675 | Rainfall_100yr | Rainfall | 0 | 0 | 1265543.88 | 9.15 | 34.2982 | 0.793 | 37.101 | 6.224 | 0 | 0 | 2 | 9.61 | 34.3012 | 1.022 | 38.909 | 6.189 | 2 | 29.528 | 0 | 0 | 1266762.38
PI1500-857.1 | PI1500-857 | PI1500-404 | 1 | 675 | Rainfall_100yr | Rainfall | 0 | 0 | 1263886.63 | 8.091 | 34.3278 | 0.123 | 34.166 | 6.35 | 0 | 0 | 2 | 9.031 | 34.3318 | 0.873 | 36.99 | 6.237 | 2 | 25.114 | 0 | 0 | 1266192.63
PI1500-1973.1 | PI1500-1973 | PI1500-1691 | 1 | 675 | Rainfall_100yr | Rainfall | 0 | 0 | 1203745.5 | 8.314 | 40.0714 | 0.459 | 41.547 | 3.434 | 0 | 0 | 1 | 8.079 | 40.0714 | 0.794 | 41.943 | 3.631 | 1 | 50.627 | 0 | 0 | 1203894.75
PI1500-2762.1 | PI1500-2762 | PI1500-2470 | 1 | 675 | Rainfall_100yr | Rainfall | 0 | 0 | 999414.56 | 8.191 | 23.9154 | 0.644 | 43.201 | 4.496 | 0 | 0 | 2 | 8.334 | 23.9227 | 0.775 | 44.079 | 4.542 | 2 | 20.496 | 0 | 0 | 999520.06
PI2600-1436.1 | PI2600-1436 | PI2600-1218 | 1 | 675 | Rainfall_100yr | Rainfall | 0 | 0 | 432853.28 | 6.427 | 20.9379 | 0.964 | 45.42 | 3.937 | 0 | 0 | 2 | 6.309 | 20.9403 | 0.759 | 45.941 | 3.936 | 2 | 20.594 | 0 | 0 | 432859.63
PI7500-246.1 | PI7500-246 | PI7500-126 | 1 | 675 | Rainfall_100yr | Rainfall | 0 | 0 | 240959.56 | 6.35 | 24.9431 | 0.092 | 24.345 | 4.68 | 0 | 0 | 2 | 6.49 | 24.945 | 0.091 | 24.786 | 4.672 | 2 | 20.512 | 0 | 0 | 240994.5
PI7500-126.1 | PI7500-126 | CC0901-1113 | 1 | 675 | Rainfall_100yr | Rainfall | 0 | 0 | 240921.75 | 6.107 | 24.936 | 0.092 | 23.765 | 4.695 | 0 | 0 | 2 | 6.227 | 24.9382 | 0.092 | 24.221 | 4.687 | 2 | 20.647 | 0 | 0 | 240957.27
PI4300-2633.1 | PI4300-2633 | PI4300-2233 | 1 | 675 | Rainfall_100yr | Rainfall | 0 | 0 | 388757.5 | 4.802 | 22.151 | 0.798 | 84.027 | 4.765 | 0 | 0 | 1 | 4.573 | 22.1523 | 0.883 | 85.134 | 5.334 | 1 | 23.509 | 0 | 0 | 388757.81
PI6604-661.1 | PI6604-661 | PI6604-275 | 1 | 675 | Rainfall_100yr | Rainfall | 0 | 0 | 114058.75 | 9.137 | 6.0075 | 0.653 | 18.471 | 1.718 | 0 | 0 | 1 | 10.329 | 6.059 | 0.036 | 18.469 | 1.092 | 1 | -22.779 | 0 | 0 | 114497.08
PI6501-295.1 | PI6501-295 | PI6501-45 | 1 | 675 | Rainfall_100yr | Rainfall | 0 | 0 | 108885.43 | 5.146 | 10.0429 | 0.972 | 16.288 | 3.518 | 0 | 0 | 1 | 4.656 | 10.0858 | 0.774 | 16.428 | 3.235 | 1 | 20.582 | 0 | 0 | 108890.34
PI6502-1267.1 | PI6502-1267 | PI6502-884 | 1 | 675 | Rainfall_100yr | Rainfall | 0 | 0 | -167.2 | 1.361 | -6.3918 | 0.686 | 16.115 | -3.186 | 0 | 0 | 0.78 | 1.956 | -4.0617 | 0.265 | 16.196 | -1.41 | 1 | -14.958 | 0 | 0 | -64.15
PI6502-884.1 | PI6502-884 | PI6502-353 | 1 | 675 | Rainfall_100yr | Rainfall | 0 | 0 | -167.33 | 2.747 | -7.6553 | 0.307 | 16.195 | -1.519 | 0 | 0 | 1 | 1.36 | -6.4098 | 0.607 | 16.113 | -2.942 | 1 | 20.543 | 0 | 0 | -167.2
PI6502-10.1 | PI6502-10 | PI6500-2003 | 1 | 675 | Rainfall_100yr | Rainfall | 0 | 0 | 40570.06 | 12.013 | 8.0769 | 0.123 | 16.154 | 1.423 | 0 | 0 | 1 | 3.288 | 8.0762 | 2.356 | 16.16 | 5.83 | 1 | 379.815 | 0 | 0 | 40575.2
PI6900-2880.1 | PI6900-2880 | PI6900-2620 | 1 | 675 | Rainfall_100yr | Rainfall | 0 | 0 | 271891.56 | 9.147 | 23.2491 | 0.691 | 22.395 | 4.224 | 0 | 0 | 1 | 9.018 | 23.2415 | 0.927 | 23.221 | 4.334 | 1 | 24.791 | 0 | 0 | 271892.59
PI6900-3190.1 | PI6900-3190 | PI6900-2880 | 1 | 675 | Rainfall_100yr | Rainfall | 0 | 0 | 192144.95 | 9.065 | 15.6271 | 0.594 | 23.092 | 2.871 | 0 | 0 | 1 | 8.903 | 15.6104 | 0.637 | 23.452 | 3.278 | 1 | 16.811 | 0 | 0 | 192145.16
PI3300-642.1 | PI3300-642 | PI3300-42 | 1 | 675 | Rainfall_100yr | Rainfall | 0 | 0 | 395031.47 | 12.016 | 24.7047 | 0.119 | 61.827 | 4.599 | 0 | 0 | 1 | 9.023 | 24.7684 | 0.967 | 61.676 | 4.646 | 1 | 28.222 | 0 | 0 | 396811.13
PI3300-42.1 | PI3300-42 | CC0300-6083 | 1 | 675 | Rainfall_100yr | Rainfall | 0 | 0 | 1019336.5 | 8.754 | 67.1 | 0.345 | 61.797 | 12.225 | 0 | 0 | 1 | 10.776 | 67.1 | 0.227 | 62.78 | 11.937 | 1 | -60.782 | 0 | 0 | 1019532.69
PI9601-1195.1 | PI9601-1195 | PI9601-909 | 1 | 675 | Rainfall_100yr | Rainfall | 0 | 0 | 180446.77 | 7.94 | 20.8432 | 0.721 | 94.598 | 4.071 | 0 | 0 | 1 | 7.116 | 20.8503 | 1.141 | 95.349 | 6.069 | 1 | 30.41 | 0 | 0 | 180446.98
PI9601-909.1 | PI9601-909 | PI9601-350 | 1 | 675 | Rainfall_100yr | Rainfall | 0 | 0 | 180445.91 | 7.846 | 20.8409 | 0.718 | 93.105 | 3.839 | 0 | 0 | 2 | 7.901 | 20.8396 | 0.773 | 94.559 | 4.227 | 2 | 20.532 | 0 | 0 | 180446.77
PI0600-1597.1 | PI0600-1597 | PI0600-1185 | 1 | 675 | Rainfall_100yr | Rainfall | 0 | 0 | 213790.08 | 6.358 | 9.9268 | 0.505 | 49.407 | 2.037 | 0 | 0 | 2 | 6.205 | 9.8906 | 0.393 | 49.494 | 1.903 | 2 | 9.892 | 0 | 0 | 213790.2
PI1200-902.1 | PI1200-902 | PI1200-462 | 1 | 675 | Rainfall_100yr | Rainfall | 0 | 0 | 121124.84 | 12.053 | 18.5609 | 0.067 | 26.862 | 3.433 | 0 | 0 | 1 | 9.074 | 18.5547 | 0.848 | 26.823 | 3.518 | 1 | 33.499 | 0 | 0 | 123171.88
PI1500-1475.1 | PI1500-1475 | PI1500-1118 | 1 | 675 | Rainfall_100yr | Rainfall | 0 | 0 | 1169240.5 | 9.745 | 29.2593 | 0.732 | 38.802 | 5.322 | 0 | 0 | 2 | 9.452 | 29.2681 | 1.04 | 40.282 | 5.32 | 2 | 28.866 | 0 | 0 | 1169851.25
PI1000-1456.1 | PI1000-1456 | PI1000-1300 | 1 | 675 | Rainfall_100yr | Rainfall | 0 | 0 | 619521.75 | 4.503 | 13.4164 | 0.463 | 21.118 | 2.579 | 0 | 0 | 1 | 4.325 | 13.4213 | 0.661 | 21.272 | 2.586 | 1 | 18.903 | 0 | 0 | 620314.13
PI1500-2900.1 | PI1500-2900 | PI1500-2762 | 1 | 675 | Rainfall_100yr | Rainfall | 0 | 0 | 1005260 | 8.394 | 26.8559 | 0.706 | 44.242 | 4.915 | 0 | 0 | 1 | 8.155 | 26.8569 | 1.162 | 44.832 | 5.695 | 1 | 31.768 | 0 | 0 | 1005297.88
PI2600-2157.1 | PI2600-2157 | PI2600-1556 | 1 | 675 | Rainfall_100yr | Rainfall | 0 | 0 | 432859.63 | 6.392 | 20.9484 | 0.693 | 46.327 | 3.932 | 0 | 0 | 2 | 6.393 | 20.9564 | 0.769 | 47.83 | 3.93 | 2 | 20.476 | 0 | 0 | 432859.59
PI2600-2691.1 | PI2600-2691 | PI2600-2345 | 1 | 675 | Rainfall_100yr | Rainfall | 0 | 0 | 410157.84 | 6.639 | 18.3697 | 0.731 | 48.46 | 3.765 | 0 | 0 | 1 | 6.042 | 18.376 | 0.839 | 48.889 | 4.6 | 1 | 22.349 | 0 | 0 | 410157.84
PI2600-2277.1 | PI2600-2277 | PI2600-2157 | 1 | 675 | Rainfall_100yr | Rainfall | 0 | 0 | 432859.59 | 6.566 | 20.961 | 0.577 | 48.009 | 3.922 | 0 | 0 | 2 | 6.579 | 20.9628 | 0.728 | 48.324 | 3.922 | 2 | 20.476 | 0 | 0 | 432859.59
PI2600-2345.1 | PI2600-2345 | PI2600-2277 | 1 | 675 | Rainfall_100yr | Rainfall | 0 | 0 | 432859.59 | 6.62 | 20.9678 | 0.685 | 48.364 | 3.921 | 0 | 0 | 1 | 6.596 | 20.969 | 0.788 | 48.543 | 3.922 | 1 | 22.349 | 0 | 0 | 432859.59
PI2600-1556.1 | PI2600-1556 | PI2600-1436 | 1 | 675 | Rainfall_100yr | Rainfall | 0 | 0 | 432859.63 | 6.353 | 20.9436 | 0.702 | 45.986 | 3.934 | 0 | 0 | 2 | 6.347 | 20.9449 | 0.747 | 46.283 | 3.934 | 2 | 20.476 | 0 | 0 | 432859.63
PI0703-531.1 | PI0703-531 | PI0700-873 | 1 | 675 | Rainfall_100yr | Rainfall | 0 | 0 | 50640.89 | 7.856 | 7.9071 | 0.208 | 50.158 | 1.487 | 0 | 0 | 1 | 6.538 | 8.0378 | 0.637 | 50.171 | 1.773 | 1 | 20.531 | 0 | 0 | 50689.3
PI0600-227.1 | PI0600-227 | CC0400-0 | 1 | 675 | Rainfall_100yr | Rainfall | 0 | 0 | 189538.81 | 7.368 | 8.5615 | 1 | 49.368 | 2.524 | 0 | 0 | 2 | 7.368 | 8.5941 | 0.506 | 49.368 | 1.674 | 2 | 0 | 0 | 0 | 189548.66
PI0600-786.1 | PI0600-786 | PI0600-739 | 1 | 675 | Rainfall_100yr | Rainfall | 0 | 0 | 158841.63 | 7.051 | 13.3449 | 0.37 | 49.449 | 2.512 | 0 | 0 | 1 | 6.766 | 13.5784 | 0.756 | 49.405 | 2.562 | 1 | 29.472 | 0 | 0 | 158841.64
PI0601-238.1 | PI0601-238 | PI0600-227 | 1 | 675 | Rainfall_100yr | Rainfall | 0 | 0 | -49683.21 | 7.368 | -6.5876 | 0.369 | 49.387 | -1.258 | 0 | 0 | 1 | 7.567 | -6.5193 | 0.141 | 49.436 | -1.245 | 1 | -10.299 | 0 | 0 | -49573.74
PI0600-739.1 | PI0600-739 | PI0600-227 | 1 | 675 | Rainfall_100yr | Rainfall | 0 | 0 | 194462.44 | 7.368 | 12.3541 | 0.329 | 49.37 | 2.332 | 0 | 0 | 2 | 7.051 | 12.318 | 0.396 | 49.363 | 2.321 | 2 | 10.094 | 0 | 0 | 194506.27
PI2600-1218.1 | PI2600-1218 | PI2600-1193 | 1 | 675 | Rainfall_100yr | Rainfall | 0 | 0 | 432811.91 | 7.993 | 20.9343 | 0.375 | 45.269 | 3.868 | 0 | 0 | 1 | 6.343 | 20.9346 | 1.889 | 45.318 | 5.306 | 1 | 106.661 | 0 | 0 | 432850.47
PI0600-1185.1 | PI0600-1185 | PI0600-786 | 1 | 675 | Rainfall_100yr | Rainfall | 0 | 0 | 213789.97 | 6.751 | 10.0553 | 0.714 | 49.32 | 2.027 | 0 | 0 | 1 | 6.355 | 9.9523 | 0.521 | 49.404 | 2.056 | 1 | 14.232 | 0 | 0 | 213790.08
PI4200-3663.1 | PI4200-3663 | PI4200-3579 | 1 | 675 | Rainfall_100yr | Rainfall | 0 | 0 | 343942.41 | 8.722 | 27.6629 | 0.732 | 86.037 | 5.042 | 0 | 0 | 1 | 8.717 | 27.663 | 0.945 | 86.42 | 5.042 | 1 | 27.968 | 0 | 0 | 343942.72
PI4200-4139.1 | PI4200-4139 | PI4200-4106 | 1 | 675 | Rainfall_100yr | Rainfall | 0 | 0 | 343943 | 9.053 | 27.6663 | 0.637 | 88.816 | 5.023 | 0 | 0 | 1 | 9.051 | 27.6665 | 0.826 | 88.967 | 5.023 | 1 | 27.968 | 0 | 0 | 343943.03
PI4200-4425.1 | PI4200-4425 | PI4200-4139 | 1 | 675 | Rainfall_100yr | Rainfall | 0 | 0 | 343943.03 | 9.117 | 27.6682 | 0.766 | 89.033 | 5.02 | 0 | 0 | 1 | 9.1 | 27.6701 | 1.048 | 90.345 | 5.942 | 1 | 27.968 | 0 | 0 | 343943.16
PI4200-4106.1 | PI4200-4106 | PI4200-3663 | 1 | 675 | Rainfall_100yr | Rainfall | 0 | 0 | 343942.72 | 8.784 | 27.6636 | 0.855 | 86.487 | 5.038 | 0 | 0 | 1 | 8.757 | 27.665 | 1.051 | 88.523 | 5.934 | 1 | 27.968 | 0 | 0 | 343943
PI4200-4691.1 | PI4200-4691 | PI4200-4425 | 1 | 675 | Rainfall_100yr | Rainfall | 0 | 0 | 205763.78 | 9.166 | 18.5846 | 0.627 | 90.088 | 3.492 | 0 | 0 | 1 | 8.147 | 18.5576 | 1.042 | 90.304 | 5.222 | 1 | 27.968 | 0 | 0 | 205764
PI7800-3603.1 | PI7800-3603 | PI7800-3395 | 1 | 675 | Rainfall_100yr | Rainfall | 0 | 0 | 859092.13 | 7.841 | 28.4519 | 0.734 | 35.196 | 4.535 | 0 | 0 | 2 | 7.9 | 28.4508 | 0.801 | 35.797 | 4.817 | 2 | 27.055 | 0 | 0 | 859173.5
PI7800-5346.1 | PI7800-5346 | PI7800-5315 | 1 | 675 | Rainfall_100yr | Rainfall | 0 | 0 | 1521803.88 | 9.725 | 53.0443 | 0.754 | 43.278 | 5.164 | 0 | 0 | 1 | 9.695 | 53.0435 | 0.823 | 43.354 | 5.245 | 1 | 59.179 | 0 | 0 | 1521824.13
PI7800-5530.1 | PI7800-5530 | PI7800-5346 | 1 | 675 | Rainfall_100yr | Rainfall | 0 | 0 | 1521833.75 | 9.785 | 53.0335 | 0.749 | 43.443 | 5.16 | 0 | 0 | 1 | 9.604 | 53.0291 | 0.927 | 43.9 | 5.683 | 1 | 59.179 | 0 | 0 | 1521949
PI7800-4282.1 | PI7800-4282 | PI7800-4089 | 1 | 675 | Rainfall_100yr | Rainfall | 0 | 0 | 1846810.25 | 9.277 | 64.6024 | 0.841 | 38.834 | 6.251 | 0 | 0 | 2 | 9.408 | 64.6008 | 0.947 | 39.633 | 6.246 | 2 | 59.179 | 0 | 0 | 1846931.63
PI7800-1987.1 | PI7800-1987 | PI7800-1870 | 1 | 675 | Rainfall_100yr | Rainfall | 0 | 0 | 1752883.25 | 10.386 | 45.458 | 0.145 | 30.005 | 3.852 | 0 | 0 | 2 | 10.48 | 45.4574 | 0.173 | 30.227 | 3.85 | 2 | 34.387 | 0 | 0 | 1753040.63
PI7800-5860.1 | PI7800-5860 | PI7800-5680 | 1 | 675 | Rainfall_100yr | Rainfall | 0 | 0 | 1520917.63 | 9.579 | 52.9974 | 0.854 | 44.393 | 5.703 | 0 | 0 | 1 | 9.402 | 52.9932 | 0.945 | 44.84 | 6.222 | 1 | 59.179 | 0 | 0 | 1521029.13
PI7800-4825.1 | PI7800-4825 | PI7800-4282 | 1 | 675 | Rainfall_100yr | Rainfall | 0 | 0 | 1783251.75 | 9.511 | 59.645 | 0.829 | 39.622 | 5.792 | 0 | 0 | 2 | 9.466 | 59.63 | 0.957 | 41.457 | 6.672 | 2 | 59.179 | 0 | 0 | 1783590.75
PI7800-3948.1 | PI7800-3948 | PI7800-3603 | 1 | 675 | Rainfall_100yr | Rainfall | 0 | 0 | 1947378.63 | 8.158 | 67.1959 | 0.995 | 36.422 | 7.295 | 0 | 0 | 2 | 8.844 | 67.1942 | 0.847 | 37.966 | 6.52 | 2 | 50.349 | 0 | 0 | 1947612
PI7800-4020.1 | PI7800-4020 | PI7800-3948 | 1 | 675 | Rainfall_100yr | Rainfall | 0 | 0 | 1859029.13 | 8.956 | 66.132 | 0.73 | 38.057 | 6.412 | 0 | 0 | 2 | 9.019 | 66.1326 | 0.899 | 38.37 | 6.409 | 2 | 59.179 | 0 | 0 | 1859076.75
PI7800-4089.1 | PI7800-4089 | PI7800-4020 | 1 | 675 | Rainfall_100yr | Rainfall | 0 | 0 | 1847309.38 | 9.128 | 64.8082 | 0.82 | 38.447 | 6.28 | 0 | 0 | 2 | 9.174 | 64.806 | 0.919 | 38.732 | 6.278 | 2 | 59.179 | 0 | 0 | 1847353.38
PI7800-5263.1 | PI7800-5263 | PI7800-5225 | 1 | 675 | Rainfall_100yr | Rainfall | 0 | 0 | 1614267.13 | 9.658 | 54.388 | 0.815 | 42.905 | 5.855 | 0 | 0 | 1 | 9.622 | 54.3875 | 0.883 | 43.001 | 5.966 | 1 | 59.179 | 0 | 0 | 1614291.5
PI7800-5315.1 | PI7800-5315 | PI7800-5263 | 1 | 675 | Rainfall_100yr | Rainfall | 0 | 0 | 1613795.38 | 9.684 | 54.37 | 0.827 | 43.062 | 5.714 | 0 | 0 | 1 | 9.634 | 54.3692 | 0.915 | 43.193 | 5.878 | 1 | 59.179 | 0 | 0 | 1613828.88
PI7800-5225.1 | PI7800-5225 | PI7800-4825 | 1 | 675 | Rainfall_100yr | Rainfall | 0 | 0 | 1722085.75 | 9.549 | 59.7942 | 0.837 | 41.559 | 5.983 | 0 | 0 | 2 | 9.571 | 59.7889 | 0.956 | 42.965 | 6.631 | 2 | 59.179 | 0 | 0 | 1722335.5
PI7800-5680.1 | PI7800-5680 | PI7800-5530 | 1 | 675 | Rainfall_100yr | Rainfall | 0 | 0 | 1521042.38 | 9.665 | 53.0109 | 0.853 | 43.961 | 5.475 | 0 | 0 | 1 | 9.518 | 53.0074 | 0.938 | 44.332 | 5.973 | 1 | 59.179 | 0 | 0 | 1521135.38
PI7800-3395.1 | PI7800-3395 | PI7800-3190 | 1 | 675 | Rainfall_100yr | Rainfall | 0 | 0 | 871023.75 | 7.686 | 29.5092 | 0.716 | 34.526 | 4.563 | 0 | 0 | 2 | 7.787 | 29.5108 | 0.802 | 35.165 | 4.776 | 2 | 27.055 | 0 | 0 | 871104.56
PI7800-3154.1 | PI7800-3154 | PI7800-2601 | 1 | 675 | Rainfall_100yr | Rainfall | 0 | 0 | 883824.5 | 7.042 | 30.7334 | 0.826 | 32.445 | 4.783 | 0 | 0 | 2 | 7.535 | 30.7311 | 0.793 | 34.314 | 4.798 | 2 | 26.421 | 0 | 0 | 884044.19
PI7800-3190.1 | PI7800-3190 | PI7800-3154 | 1 | 675 | Rainfall_100yr | Rainfall | 0 | 0 | 884049.69 | 7.594 | 30.7306 | 0.745 | 34.373 | 4.756 | 0 | 0 | 2 | 7.626 | 30.7309 | 0.772 | 34.495 | 4.754 | 2 | 26.421 | 0 | 0 | 884064.38
PI7800-2601.1 | PI7800-2601 | PI7800-2017 | 1 | 675 | Rainfall_100yr | Rainfall | 0 | 0 | 891536.63 | 6.69 | 29.4816 | 0.784 | 30.6 | 4.609 | 0 | 0 | 2 | 6.988 | 29.4786 | 0.789 | 32.356 | 4.657 | 2 | 26.453 | 0 | 0 | 891776.19
PI0505-383.1 | PI0505-383 | PI0500-10808 | 1 | 675 | Rainfall_100yr | Rainfall | 0 | 0 | 1707503.88 | 9.85 | 78.1298 | 0.833 | 39.158 | 10.931 | 0 | 0 | 2 | 9.328 | 78.15 | 0.934 | 40.132 | 10.307 | 2 | 40.18 | 0 | 0 | 1710295.5
PI5800-5325.1 | PI5800-5325 | PI5800-5299 | 1 | 675 | Rainfall_100yr | Rainfall | 0 | 0 | 896297.56 | 10.833 | 44.9026 | 0.46 | 66.322 | 5.799 | 0 | 0 | 2 | 10.94 | 44.8896 | 0.525 | 66.447 | 5.794 | 2 | 34.268 | 0 | 0 | 896298.13
PI1301-67.1 | PI1301-67 | PI1300-2488 | 1 | 675 | Rainfall_100yr | Rainfall | 0 | 0 | 537073.56 | 10.285 | 27.3006 | 0.539 | 32.743 | 3.504 | 0 | 0 | 2 | 10.308 | 27.3121 | 0.572 | 32.853 | 3.505 | 2 | 25.771 | 0 | 0 | 537160.63
PI9000-9349.1 | PI9000-9349 | PI9000-9155 | 1 | 675 | Rainfall_100yr | Rainfall | 0 | 0 | 314574.94 | 10.495 | 24.534 | 0.264 | 76.258 | 3.148 | 0 | 0 | 1 | 10.265 | 24.5376 | 0.631 | 76.471 | 3.153 | 1 | 31.696 | 0 | 0 | 314574.97
PI9000-8058.1 | PI9000-8058 | PI9000-7987 | 1 | 675 | Rainfall_100yr | Rainfall | 0 | 0 | 742565.63 | 6.525 | 44.1281 | 0.693 | 70.039 | 5.851 | 0 | 0 | 2 | 6.669 | 44.1556 | 0.727 | 70.346 | 5.847 | 2 | 31.696 | 0 | 0 | 742565.69
PI9000-8314.1 | PI9000-8314 | PI9000-8243 | 1 | 675 | Rainfall_100yr | Rainfall | 0 | 0 | 706836.94 | 7.066 | 40.1645 | 0.696 | 71.056 | 5.303 | 0 | 0 | 2 | 7.144 | 40.1655 | 0.728 | 71.29 | 5.299 | 2 | 31.696 | 0 | 0 | 706836.94
PI9000-9155.1 | PI9000-9155 | PI9000-9090 | 1 | 675 | Rainfall_100yr | Rainfall | 0 | 0 | 663022.31 | 9.917 | 48.6005 | 0.558 | 75.96 | 6.27 | 0 | 0 | 2 | 10.084 | 48.6021 | 0.655 | 76.275 | 6.26 | 2 | 31.696 | 0 | 0 | 663022.38
PI9000-9090.1 | PI9000-9090 | PI9000-8940 | 1 | 675 | Rainfall_100yr | Rainfall | 0 | 0 | 663022.25 | 9.124 | 48.5855 | 0.567 | 74.831 | 6.318 | 0 | 0 | 2 | 9.504 | 48.5904 | 0.712 | 75.55 | 6.294 | 2 | 31.696 | 0 | 0 | 663022.31
PI9000-8940.1 | PI9000-8940 | PI9000-8815 | 1 | 675 | Rainfall_100yr | Rainfall | 0 | 0 | 678677.69 | 7.968 | 54.6034 | 0.696 | 73.635 | 7.147 | 0 | 0 | 2 | 8.534 | 54.6032 | 0.741 | 74.476 | 7.112 | 2 | 31.696 | 0 | 0 | 678677.75
PI9006-317.1 | PI9006-317 | PI9006-282 | 1 | 675 | Rainfall_100yr | Rainfall | 0 | 0 | 266292.75 | 8.32 | 19.7613 | 0.811 | 76.592 | 4.392 | 0 | 0 | 1 | 8.001 | 19.7718 | 1.264 | 76.597 | 5.473 | 1 | 64.172 | 0 | 0 | 266292.75
PI9000-8243.1 | PI9000-8243 | PI9000-8058 | 1 | 675 | Rainfall_100yr | Rainfall | 0 | 0 | 710678 | 6.755 | 40.4023 | 0.66 | 70.348 | 5.349 | 0 | 0 | 2 | 6.994 | 40.4353 | 0.742 | 71.004 | 5.34 | 2 | 31.696 | 0 | 0 | 710678
PI5400-3563.1 | PI5400-3563 | PI5400-3493 | 1 | 675 | Rainfall_100yr | Rainfall | 0 | 0 | 1277335.75 | 9.571 | 72.2568 | 0.795 | 115.114 | 9.538 | 0 | 0 | 1 | 7.435 | 72.2672 | 3.049 | 115.974 | 16.424 | 1 | 137.191 | 0 | 0 | 1277335.75
PI5400-3661.1 | PI5400-3661 | PI5400-3563 | 1 | 675 | Rainfall_100yr | Rainfall | 0 | 0 | 1140132.88 | 8.363 | 63.0177 | 0.959 | 116.383 | 8.441 | 0 | 0 | 2 | 8.764 | 62.9988 | 0.796 | 117.028 | 8.391 | 2 | 33.661 | 0 | 0 | 1140140.75
PI9000-7987.1 | PI9000-7987 | PI9000-7729 | 1 | 675 | Rainfall_100yr | Rainfall | 0 | 0 | 714065.5 | 6.317 | 38.2813 | 0.568 | 69.08 | 5.096 | 0 | 0 | 2 | 6.466 | 38.2831 | 0.739 | 69.821 | 5.085 | 2 | 31.696 | 0 | 0 | 714065.5
PI9006-201.1 | PI9006-201 | PI9000-9155 | 1 | 675 | Rainfall_100yr | Rainfall | 0 | 0 | 348447.44 | 10.495 | 25.8883 | 0.294 | 76.295 | 3.342 | 0 | 0 | 1 | 8.917 | 25.8712 | 1.468 | 76.587 | 6.132 | 1 | 64.172 | 0 | 0 | 348447.47
PI9000-8815.1 | PI9000-8815 | PI9000-8570 | 1 | 675 | Rainfall_100yr | Rainfall | 0 | 0 | 633557.06 | 7.587 | 40.061 | 0.624 | 72.314 | 5.263 | 0 | 0 | 2 | 7.896 | 40.0598 | 0.743 | 73.194 | 5.247 | 2 | 31.696 | 0 | 0 | 633557.13
PI9000-8499.1 | PI9000-8499 | PI9000-8314 | 1 | 675 | Rainfall_100yr | Rainfall | 0 | 0 | 675146.56 | 7.212 | 37.5765 | 0.653 | 71.317 | 4.955 | 0 | 0 | 2 | 7.36 | 37.5787 | 0.74 | 71.883 | 4.947 | 2 | 31.696 | 0 | 0 | 675146.56
PI9000-8570.1 | PI9000-8570 | PI9000-8499 | 1 | 675 | Rainfall_100yr | Rainfall | 0 | 0 | 683523.13 | 7.421 | 39.8926 | 0.694 | 72.006 | 5.249 | 0 | 0 | 2 | 7.515 | 39.8933 | 0.728 | 72.259 | 5.244 | 2 | 31.696 | 0 | 0 | 683523.13
PI9000-7729.1 | PI9000-7729 | PI9000-7505 | 1 | 675 | Rainfall_100yr | Rainfall | 0 | 0 | 658467.81 | 6.403 | 31.9109 | 0.643 | 68.474 | 4.258 | 0 | 0 | 2 | 6.191 | 31.9173 | 0.743 | 68.78 | 4.469 | 2 | 31.696 | 0 | 0 | 658467.81
PI9000-7320.1 | PI9000-7320 | PI9000-7110 | 1 | 675 | Rainfall_100yr | Rainfall | 0 | 0 | 697283.31 | 6.732 | 34.5919 | 0.665 | 67.886 | 4.656 | 0 | 0 | 2 | 6.484 | 34.5952 | 0.73 | 68.114 | 4.782 | 2 | 31.696 | 0 | 0 | 697284.13
PI9600-2781.1 | PI9600-2781 | PI9600-2331 | 1 | 675 | Rainfall_100yr | Rainfall | 0 | 0 | 711329.13 | 10.016 | 38.6256 | 0.218 | 93.845 | 5.154 | 0 | 0 | 2 | 10.547 | 38.6206 | 0.343 | 94.595 | 5.095 | 2 | 14.745 | 0 | 0 | 712061.75
PI9600-2816.1 | PI9600-2816 | PI9600-2781 | 1 | 675 | Rainfall_100yr | Rainfall | 0 | 0 | 709210.88 | 10.579 | 37.5449 | 0.342 | 94.626 | 4.95 | 0 | 0 | 2 | 10.627 | 37.5446 | 0.34 | 94.685 | 4.945 | 2 | 11.274 | 0 | 0 | 709259.31
PI9600-2131.1 | PI9600-2131 | PI9600-1761 | 1 | 675 | Rainfall_100yr | Rainfall | 0 | 0 | 783877.94 | 8.077 | 40.6215 | 0.633 | 92.43 | 5.774 | 0 | 0 | 1 | 9.493 | 40.6137 | 0.235 | 93.31 | 5.46 | 1 | -25.247 | 0 | 0 | 784379.5
PI6600-3713.1 | PI6600-3713 | PI6600-3027 | 1 | 675 | Rainfall_100yr | Rainfall | 0 | 0 | 368210.13 | 12.696 | 22.2277 | 0.073 | 20.024 | 2.815 | 0 | 0 | 1 | 12.073 | 22.2331 | 0.475 | 20.282 | 2.818 | 1 | 23.88 | 0 | 0 | 370324.53
PI5400-4077.1 | PI5400-4077 | PI5400-3661 | 1 | 675 | Rainfall_100yr | Rainfall | 0 | 0 | 1124759.25 | 8.909 | 62.182 | 0.733 | 117.056 | 8.306 | 0 | 0 | 2 | 10.215 | 62.237 | 0.792 | 119.412 | 8.121 | 2 | 33.346 | 0 | 0 | 1124760.5
PI6800-235.1 | PI6800-235 | PI6700-1398 | 1 | 675 | Rainfall_100yr | Rainfall | 0 | 0 | 579631.44 | 7.957 | 24.1411 | 0.952 | 18.753 | 3.543 | 0 | 0 | 1 | 7.774 | 24.1299 | 0.687 | 18.921 | 3.823 | 1 | 29.017 | 0 | 0 | 579642.44
PI6800-272.1 | PI6800-272 | PI6800-235 | 1 | 675 | Rainfall_100yr | Rainfall | 0 | 0 | 579642.44 | 7.792 | 24.0706 | 0.651 | 18.94 | 3.706 | 0 | 0 | 2 | 7.806 | 24.0679 | 0.588 | 18.973 | 3.593 | 2 | 15.523 | 0 | 0 | 579642.56
PI6600-3027.1 | PI6600-3027 | PI6600-2362 | 1 | 675 | Rainfall_100yr | Rainfall | 0 | 0 | 453115.5 | 11.933 | 29.2073 | 0.059 | 18.755 | 3.697 | 0 | 0 | 2 | 12.538 | 29.2058 | 0.388 | 20.039 | 3.678 | 2 | 21.328 | 0 | 0 | 456658.03
PI9000-7110.1 | PI9000-7110 | PI9000-7053 | 1 | 675 | Rainfall_100yr | Rainfall | 0 | 0 | 933215.38 | 6.932 | 44.2413 | 0.779 | 67.999 | 5.56 | 0 | 0 | 1 | 6.69 | 44.2423 | 0.845 | 67.85 | 5.737 | 1 | 56.654 | 0 | 0 | 933215.44
PI1501-596.1 | PI1501-596 | PI1500-404 | 1 | 675 | Rainfall_100yr | Rainfall | 0 | 0 | 598993.44 | 2.754 | 22.6185 | 1.025 | 33.904 | 4.22 | 0 | 0 | 0.92 | 1.539 | 22.7242 | 1.048 | 35.739 | 6.229 | 1 | 44.029 | 0 | 0 | 599183.75
PI3900-1321.1 | PI3900-1321 | PI3900-1100 | 1 | 675 | Rainfall_100yr | Rainfall | 0 | 0 | 239700.39 | 4.988 | 15.873 | 0.448 | 67.338 | 2.132 | 0 | 0 | 1 | 4.604 | 15.8755 | 0.684 | 67.465 | 2.355 | 1 | 32.007 | 0 | 0 | 239700.41
PI3900-1100.1 | PI3900-1100 | PI3900-457 | 1 | 675 | Rainfall_100yr | Rainfall | 0 | 0 | 239562.72 | 5.329 | 15.8594 | 0.471 | 66.928 | 2.124 | 0 | 0 | 1 | 4.943 | 15.8659 | 0.496 | 67.293 | 2.132 | 1 | 22.792 | 0 | 0 | 239698.48
PI3900-457.1 | PI3900-457 | PI3900-286 | 1 | 675 | Rainfall_100yr | Rainfall | 0 | 0 | 241392.09 | 5.554 | 15.854 | 0.232 | 66.779 | 2.12 | 0 | 0 | 1 | 5.276 | 15.8557 | 0.544 | 66.876 | 2.125 | 1 | 29.736 | 0 | 0 | 241601.64
PI3900-286.1 | PI3900-286 | CC0300-9189 | 1 | 675 | Rainfall_100yr | Rainfall | 0 | 0 | 406582.28 | 6.179 | 27.4643 | 0.06 | 66.365 | 3.655 | 0 | 0 | 1 | 5.426 | 27.4681 | 0.468 | 66.805 | 3.678 | 1 | 43.252 | 0 | 0 | 407547.41
PI7600-36.1 | PI7600-36 | CC0901-1398 | 1 | 675 | Rainfall_100yr | Rainfall | 0 | 0 | 329058.38 | 6.679 | 12.9432 | 0.03 | 24.321 | 1.739 | 0 | 0 | 1 | 6.625 | 12.9422 | 0.032 | 24.327 | 1.74 | 1 | 33.352 | 0 | 0 | 329067.72
PI7800-167.1 | PI7800-167 | PI7800-144 | 1 | 675 | Rainfall_100yr | Rainfall | 0 | 0 | 3374941.75 | 9.102 | 98.4248 | 0.068 | 26.884 | 2.942 | 0 | 0 | 2 | 9.09 | 98.4277 | 0.07 | 26.902 | 2.942 | 2 | 61.18 | 0 | 0 | 3374989.25
PI7800-373.1 | PI7800-373 | PI7800-167 | 1 | 675 | Rainfall_100yr | Rainfall | 0 | 0 | 3374996 | 9.148 | 98.4572 | 0.139 | 27.328 | 5.884 | 0 | 0 | 2 | 9.418 | 98.4671 | 0.155 | 27.797 | 5.878 | 2 | 61.73 | 0 | 0 | 3375153.5
PI7800-45.1 | PI7800-45 | CC0901-3175 | 1 | 675 | Rainfall_100yr | Rainfall | 0 | 0 | 3374816.5 | 8.245 | 98.3355 | 0.127 | 26.199 | 5.9 | 0 | 0 | 2 | 8.249 | 98.3377 | 0.136 | 26.303 | 5.9 | 2 | 92.71 | 0 | 0 | 3374850.25
PI6604-275.1 | PI6604-275 | PI6600-2362 | 1 | 675 | Rainfall_100yr | Rainfall | 0 | 0 | 155474.78 | 11.933 | -10.9827 | 0.027 | 18.572 | -1.39 | 0 | 0 | 1 | 9.144 | -10.9804 | 1.101 | 18.504 | 2.723 | 1 | 66.343 | 0 | 0 | 156181.56
PI6700-1398.2 | PI6700-1398 | PI6600-1738 | 2 | 675 | Rainfall_100yr | Rainfall | 0 | 0 | 690622.06 | 9.794 | 31.8549 | 0.471 | 18.638 | 4.114 | 0 | 0 | 1 | 7.826 | 31.9135 | 2.195 | 18.778 | 8.204 | 1 | 136.44 | 0 | 0 | 690622.13
PI5800-5750.1 | PI5800-5750 | PI5800-5325 | 1 | 675 | Rainfall_100yr | Rainfall | 0 | 0 | 821909.44 | 10.998 | 43.2094 | 0.507 | 66.319 | 5.621 | 0 | 0 | 2 | 10.478 | 43.3317 | 0.786 | 66.863 | 5.602 | 2 | 33.299 | 0 | 0 | 821910.94
PI5800-5981.1 | PI5800-5981 | PI5800-5750 | 1 | 675 | Rainfall_100yr | Rainfall | 0 | 0 | 874544.88 | 10.506 | 43.5041 | 0.732 | 67.079 | 5.618 | 0 | 0 | 2 | 10.649 | 43.5618 | 0.789 | 67.801 | 5.611 | 2 | 33.299 | 0 | 0 | 874545.63
PI5800-6069.1 | PI5800-6069 | PI5800-5981 | 1 | 675 | Rainfall_100yr | Rainfall | 0 | 0 | 921763.81 | 10.622 | 49.9591 | 0.944 | 68.069 | 6.406 | 0 | 0 | 2 | 10.843 | 49.9603 | 0.818 | 68.508 | 6.391 | 2 | 33.299 | 0 | 0 | 921764.19
PI5800-6678.1 | PI5800-6678 | PI5800-6069 | 1 | 675 | Rainfall_100yr | Rainfall | 0 | 0 | 885782.56 | 11.266 | 52.2134 | 0.571 | 69.037 | 6.651 | 0 | 0 | 2 | 13.506 | 52.2145 | 0.777 | 72.718 | 6.524 | 2 | 32.655 | 0 | 0 | 885784.63
PI7800-8035.1 | PI7800-8035 | PI7800-7831 | 1 | 675 | Rainfall_100yr | Rainfall | 0 | 0 | 641476.94 | 4.698 | 18.2694 | 0.496 | 46.028 | 3.182 | 0 | 0 | 1 | 4.27 | 19.4853 | 0.758 | 46.11 | 3.894 | 1 | 33.353 | 0 | 0 | 641641.19
PI7800-7831.1 | PI7800-7831 | PI7800-7719 | 1 | 675 | Rainfall_100yr | Rainfall | 0 | 0 | 641338.63 | 4.787 | 17.7825 | 0.438 | 45.975 | 3.104 | 0 | 0 | 1 | 4.689 | 18.2319 | 0.505 | 46.019 | 3.222 | 1 | 23.584 | 0 | 0 | 641464.44
PI7800-7719.1 | PI7800-7719 | PI7800-7597 | 1 | 675 | Rainfall_100yr | Rainfall | 0 | 0 | 641198.13 | 4.697 | 17.3112 | 0.631 | 45.917 | 3.471 | 0 | 0 | 1 | 4.778 | 17.7439 | 0.449 | 45.967 | 3.141 | 1 | -10.461 | 0 | 0 | 641324.69
PI9600-2331.1 | PI9600-2331 | PI9600-2264 | 1 | 675 | Rainfall_100yr | Rainfall | 0 | 0 | 784695.88 | 9.847 | 40.6077 | 0.229 | 93.722 | 5.431 | 0 | 0 | 2 | 9.969 | 40.6073 | 0.253 | 93.883 | 5.421 | 2 | 16.268 | 0 | 0 | 784826.06
PI9600-2264.1 | PI9600-2264 | PI9600-2131 | 1 | 675 | Rainfall_100yr | Rainfall | 0 | 0 | 784401.44 | 9.54 | 40.6112 | 0.232 | 93.357 | 5.456 | 0 | 0 | 2 | 9.8 | 40.6103 | 0.232 | 93.675 | 5.435 | 2 | 14.179 | 0 | 0 | 784675.25
PI9000-7505.1 | PI9000-7505 | PI9000-7320 | 1 | 675 | Rainfall_100yr | Rainfall | 0 | 0 | 697504.44 | 6.583 | 34.6008 | 0.564 | 68.221 | 4.622 | 0 | 0 | 2 | 6.379 | 34.6038 | 0.724 | 68.463 | 4.619 | 2 | 31.696 | 0 | 0 | 697504.44
PI9006-282.1 | PI9006-282 | PI9006-201 | 1 | 675 | Rainfall_100yr | Rainfall | 0 | 0 | 304675.22 | 8.945 | 24.2025 | 1.026 | 76.553 | 4.655 | 0 | 0 | 1 | 8.268 | 24.1958 | 1.47 | 76.627 | 6.505 | 1 | 64.172 | 0 | 0 | 304675.22
PI7700-7323.1 | PI7700-7323 | PI7700-7099 | 1 | 675 | Rainfall_100yr | Rainfall | 0 | 0 | 1076502.25 | 4.423 | 41.0693 | 0.654 | 47.097 | 5.599 | 0 | 0 | 1 | 3.908 | 41.1463 | 1.125 | 47.754 | 6.52 | 1 | 48.159 | 0 | 0 | 1076595.5
PI8200-0.1 | PI8200-0 | PI7800-373 | 1 | 675 | Rainfall_100yr | Rainfall | 0 | 0 | 3375160.25 | 9.271 | 98.4939 | 0.179 | 27.88 | 5.883 | 0 | 0 | 2 | 9.323 | 98.4959 | 0.182 | 27.973 | 5.881 | 2 | 62.192 | 0 | 0 | 3375191.5
PI9601-167.1 | PI9601-167 | PI9600-1761 | 1 | 675 | Rainfall_100yr | Rainfall | 0 | 0 | 302933.75 | 8.077 | 34.9877 | 0.764 | 92.472 | 4.575 | 0 | 0 | 1 | 8.041 | 34.9875 | 0.728 | 92.936 | 4.576 | 1 | 36.478 | 0 | 0 | 302958.53
PI9601-350.1 | PI9601-350 | PI9601-167 | 1 | 675 | Rainfall_100yr | Rainfall | 0 | 0 | 180445.27 | 8.096 | 20.849 | 0.403 | 92.781 | 2.726 | 0 | 0 | 1 | 7.817 | 20.8456 | 0.708 | 92.963 | 2.732 | 1 | 33.454 | 0 | 0 | 180445.31
PI0700-2604.1 | PI0700-2604 | PI0700-2584 | 1 | 675 | Rainfall_100yr | Rainfall | 0 | 0 | 50192.29 | 5.555 | -13.0672 | 0.729 | 50.955 | 2.047 | 0 | 0 | 1 | 5.505 | -12.9023 | 0.673 | 50.955 | 1.927 | 1 | 32.842 | 0 | 0 | 50199.82
PI0700-3471.1 | PI0700-3471 | PI0700-3215 | 1 | 675 | Rainfall_100yr | Rainfall | 0 | 0 | 50423.62 | 3.216 | -3.0987 | 0.702 | 50.956 | 1.99 | 0 | 0 | 1 | 1.147 | 1.2277 | 1.033 | 50.958 | 2.65 | 1 | 59.983 | 0 | 0 | 50487.08
PI0700-3215.1 | PI0700-3215 | PI0700-2964 | 1 | 675 | Rainfall_100yr | Rainfall | 0 | 0 | 50333.05 | 4.145 | -7.4748 | 0.707 | 50.955 | 2 | 0 | 0 | 1 | 3.216 | -3.2355 | 0.748 | 50.956 | 2.085 | 1 | 40.624 | 0 | 0 | 50418.54
PI0700-3629.1 | PI0700-3629 | PI0700-3471 | 1 | 675 | Rainfall_100yr | Rainfall | 0 | 0 | 50491.06 | 1.147 | 1.1929 | 0.872 | 50.958 | 2.337 | 0 | 0 | 0.38 | 0.75 | 0.97432 | 0.644 | 50.964 | 1.865 | 0 | 33.524 | 0 | 0 | 50550.38
PI0700-2507.1 | PI0700-2507 | PI0700-2048 | 1 | 675 | Rainfall_100yr | Rainfall | 0 | 0 | 49932 | 6.793 | -14.505 | 0.341 | 50.953 | -1.965 | 0 | 0 | 1 | 5.834 | -13.9742 | 0.598 | 50.954 | -1.927 | 1 | 30.506 | 0 | 0 | 50142.58
PI5800-9043.1 | PI5800-9043 | PI5800-8380 | 1 | 675 | Rainfall_100yr | Rainfall | 0 | 0 | 342157.03 | 7.402 | 34.6792 | 0.654 | 84.925 | 4.564 | 0 | 0 | 1 | 4.827 | 34.6678 | 1.295 | 86.755 | 7.296 | 1 | 54.256 | 0 | 0 | 342157.47
PI5800-9509.1 | PI5800-9509 | PI5800-9043 | 1 | 675 | Rainfall_100yr | Rainfall | 0 | 0 | 342157.47 | 4.884 | 34.6632 | 1.07 | 86.812 | 6.496 | 0 | 0 | 1 | 3.379 | 35.3223 | 1.228 | 88.096 | 7.672 | 1 | 51.515 | 0 | 0 | 342157.97
PI5800-8380.1 | PI5800-8380 | PI5800-8100 | 1 | 675 | Rainfall_100yr | Rainfall | 0 | 0 | 492330.38 | 6.665 | 52.2264 | 1.001 | 83.496 | 6.913 | 0 | 0 | 2 | 7.277 | 52.2296 | 1.002 | 85.212 | 6.877 | 2 | 42.058 | 0 | 0 | 492336.31
PI5800-8100.1 | PI5800-8100 | PI5800-7621 | 1 | 675 | Rainfall_100yr | Rainfall | 0 | 0 | 492061.53 | 13.351 | 51.463 | 0.4 | 80.23 | 6.441 | 0 | 0 | 1 | 6.543 | 51.4724 | 2.087 | 83.353 | 10.323 | 1 | 95.618 | 0 | 0 | 492061.94
PI0700-2552.1 | PI0700-2552 | PI0700-2507 | 1 | 675 | Rainfall_100yr | Rainfall | 0 | 0 | 50149.25 | 5.834 | -13.7898 | 0.503 | 50.954 | -1.921 | 0 | 0 | 1 | 5.724 | -13.6183 | 0.597 | 50.955 | -1.898 | 1 | 32.888 | 0 | 0 | 50169.78
PI0700-2584.1 | PI0700-2584 | PI0700-2552 | 1 | 675 | Rainfall_100yr | Rainfall | 0 | 0 | 50175.8 | 5.724 | -13.4369 | 0.573 | 50.955 | -1.876 | 0 | 0 | 1 | 5.555 | -13.245 | 0.793 | 50.955 | 2.176 | 1 | 49.019 | 0 | 0 | 50187.37
PI5800-6934.1 | PI5800-6934 | PI5800-6678 | 1 | 675 | Rainfall_100yr | Rainfall | 0 | 0 | 852544.63 | 13.995 | 51.6104 | 0.562 | 73.194 | 6.423 | 0 | 0 | 2 | 14.434 | 51.6098 | 1.013 | 74.73 | 6.4 | 2 | 43.72 | 0 | 0 | 852545.31
PI5800-7230.1 | PI5800-7230 | PI5800-6934 | 1 | 675 | Rainfall_100yr | Rainfall | 0 | 0 | 883480.81 | 14.543 | 66.1291 | 0.9 | 75.246 | 8.193 | 0 | 0 | 1 | 20.501 | 66.1291 | 0.121 | 79.75 | 7.814 | 1 | -36.191 | 0 | 0 | 884111.69
PI7800-6525.1 | PI7800-6525 | PI7800-6369 | 1 | 675 | Rainfall_100yr | Rainfall | 0 | 0 | 681780.5 | 5.381 | 19.5516 | 0.489 | 44.971 | 3.242 | 0 | 0 | 1 | 5.273 | 19.351 | 0.496 | 45.024 | 3.228 | 1 | 21.363 | 0 | 0 | 681934.63
PI1200-462.1 | PI1200-462 | PI1200-275 | 1 | 675 | Rainfall_100yr | Rainfall | 0 | 0 | 778513.69 | 8.845 | 38.1581 | 0.783 | 26.734 | 5.039 | 0 | 0 | 1 | 7.816 | 38.1552 | 1.12 | 26.957 | 5.067 | 1 | 54.472 | 0 | 0 | 778590.69
PI1100-375.1 | PI1100-375 | PI0800-9800 | 1 | 675 | Rainfall_100yr | Rainfall | 0 | 0 | 425158.25 | 8.958 | 19.9301 | 0.459 | 27.72 | 2.621 | 0 | 0 | 1 | 10.605 | 19.923 | 0.045 | 27.727 | 2.576 | 1 | -44.099 | 0 | 0 | 425958.72
PI2600-105.1 | PI2600-105 | CC0300-1316 | 1 | 675 | Rainfall_100yr | Rainfall | 0 | 0 | 203530.56 | 7.066 | 47.3215 | 0.959 | 44.903 | 6.349 | 0 | 0 | 2 | 6.607 | 47.3248 | 0.851 | 44.78 | 6.337 | 2 | 36.703 | 0 | 0 | 203774.36
PI2600-657.1 | PI2600-657 | PI2600-105 | 1 | 675 | Rainfall_100yr | Rainfall | 0 | 0 | 426973.16 | 6.585 | 20.9089 | 0.71 | 44.663 | 2.796 | 0 | 0 | 1 | 8.802 | 20.9155 | 0.129 | 44.905 | 2.736 | 1 | -40.038 | 0 | 0 | 429479.53
PI2600-803.1 | PI2600-803 | PI2600-657 | 1 | 675 | Rainfall_100yr | Rainfall | 0 | 0 | 429545.16 | 8.812 | 20.9199 | 0.121 | 44.915 | 2.736 | 0 | 0 | 1 | 8.729 | 20.9216 | 0.078 | 44.982 | 2.736 | 1 | 21.379 | 0 | 0 | 430537.03
PI2600-1193.1 | PI2600-1193 | PI2600-803 | 1 | 675 | Rainfall_100yr | Rainfall | 0 | 0 | 430599.13 | 8.739 | 20.9258 | 0.058 | 44.992 | 2.736 | 0 | 0 | 1 | 7.948 | 20.9302 | 0.363 | 45.172 | 2.751 | 1 | 33.288 | 0 | 0 | 432772.91
PI7800-7597.1 | PI7800-7597 | PI7800-7141 | 1 | 675 | Rainfall_100yr | Rainfall | 0 | 0 | 659521.81 | 5.271 | 18.0811 | 0.416 | 45.669 | 2.806 | 0 | 0 | 1 | 4.685 | 18.1794 | 0.677 | 45.924 | 3.657 | 1 | 28.617 | 0 | 0 | 659928.56
PI7800-7141.1 | PI7800-7141 | PI7800-7113 | 1 | 675 | Rainfall_100yr | Rainfall | 0 | 0 | 685769.75 | 5.252 | 19.8222 | 0.411 | 45.66 | 3.002 | 0 | 0 | 2 | 5.254 | 19.823 | 0.426 | 45.682 | 3 | 2 | 17.991 | 0 | 0 | 685804.13
PI7800-6703.1 | PI7800-6703 | PI7800-6525 | 1 | 675 | Rainfall_100yr | Rainfall | 0 | 0 | 698783.13 | 5.28 | 20.8129 | 0.481 | 45.111 | 3.178 | 0 | 0 | 1 | 5.015 | 20.813 | 0.745 | 45.286 | 3.756 | 1 | 33.196 | 0 | 0 | 698924.94
PI5200-83.1 | PI5200-83 | CC0300-18144 | 1 | 675 | Rainfall_100yr | Rainfall | 0 | 0 | 1777867.63 | 6.203 | 130.1458 | 1.774 | 130.562 | 19.422 | 0 | 0 | 2 | 6.817 | 95.5957 | 1.234 | 132.071 | 12.693 | 2 | 71.456 | 0 | 0 | 1778160.13
PI7800-7113.1 | PI7800-7113 | PI7800-6703 | 1 | 675 | Rainfall_100yr | Rainfall | 0 | 0 | 693309.25 | 5.035 | 20.2084 | 0.7 | 45.292 | 3.656 | 0 | 0 | 2 | 5.234 | 20.2154 | 0.413 | 45.651 | 3.083 | 2 | 13.172 | 0 | 0 | 693753.56
PI7716-213.1 | PI7716-213 | PI7700-8992 | 1 | 675 | Rainfall_100yr | Rainfall | 0 | 0 | 18370.98 | 1.962 | 4.0117 | 0.287 | 51.243 | 0.832 | 0 | 0 | 0.65 | 0.989 | 4.1971 | 0.479 | 51.341 | 2.141 | 1 | 45.888 | 0 | 0 | 18385.28
PI7700-8427.1 | PI7700-8427 | PI7700-8021 | 1 | 675 | Rainfall_100yr | Rainfall | 0 | 0 | 828992.81 | 3.934 | 24.916 | 0.634 | 49.877 | 3.731 | 0 | 0 | 1 | 3.422 | 26.1081 | 0.789 | 50.379 | 4.651 | 1 | 33.298 | 0 | 0 | 829204.19
PI7700-8756.1 | PI7700-8756 | PI7700-8427 | 1 | 675 | Rainfall_100yr | Rainfall | 0 | 0 | 829212.31 | 3.539 | 26.1466 | 0.584 | 50.496 | 4.158 | 0 | 0 | 1 | 2.369 | 27.3619 | 1.096 | 50.995 | 6.261 | 1 | 46.352 | 0 | 0 | 829353.25
PI7700-7624.1 | PI7700-7624 | PI7700-7323 | 1 | 675 | Rainfall_100yr | Rainfall | 0 | 0 | 1076603 | 4.183 | 41.166 | 0.642 | 48.027 | 5.606 | 0 | 0 | 1 | 3.533 | 41.3099 | 1.14 | 49.002 | 6.822 | 1 | 48.159 | 0 | 0 | 1076727.13
PI7700-8992.1 | PI7700-8992 | PI7700-8756 | 1 | 675 | Rainfall_100yr | Rainfall | 0 | 0 | 829359.31 | 2.409 | 27.3789 | 0.956 | 51.028 | 5.838 | 0 | 0 | 0.8 | 1.897 | 27.6136 | 0.974 | 51.694 | 6.178 | 1 | 40.98 | 0 | 0 | 829464.06
PI7700-8021.1 | PI7700-8021 | PI7700-7624 | 1 | 675 | Rainfall_100yr | Rainfall | 0 | 0 | 1022049.06 | 3.609 | 34.4725 | 0.964 | 48.97 | 5.879 | 0 | 0 | 2 | 3.865 | 34.645 | 0.694 | 49.987 | 5.02 | 2 | 28.859 | 0 | 0 | 1022269.13
PI4200-3579.1 | PI4200-3579 | PI4200-3294 | 1 | 675 | Rainfall_100yr | Rainfall | 0 | 0 | 435424.75 | 8.748 | 31.6534 | 0.476 | 85.21 | 4.124 | 0 | 0 | 1 | 8.659 | 31.6694 | 0.769 | 85.832 | 4.237 | 1 | 33.29 | 0 | 0 | 435425.56
PI7700-7099.1 | PI7700-7099 | PI7700-6860 | 1 | 675 | Rainfall_100yr | Rainfall | 0 | 0 | 1076398.88 | 4.995 | 40.9122 | 0.918 | 46.323 | 4.751 | 0 | 0 | 1 | 4.204 | 41.0532 | 1.148 | 46.782 | 6.511 | 1 | 59.618 | 0 | 0 | 1076494
PI7700-6450.1 | PI7700-6450 | PI7700-5971 | 1 | 675 | Rainfall_100yr | Rainfall | 0 | 0 | 1287444.88 | 4.7 | 51.1613 | 0.597 | 45.159 | 5.064 | 0 | 0 | 1 | 5.502 | 51.2052 | 0.321 | 45.18 | 4.14 | 1 | -231.694 | 0 | 0 | 1287499
PI7700-6860.1 | PI7700-6860 | PI7700-6606 | 1 | 675 | Rainfall_100yr | Rainfall | 0 | 0 | 1288615.75 | 5.27 | 51.2475 | 0.656 | 45.955 | 5.945 | 0 | 0 | 1 | 4.926 | 51.2608 | 1.075 | 46.396 | 5.966 | 1 | 59.618 | 0 | 0 | 1288695.13
PI5800-5299.1 | PI5800-5299 | PI5800-4733 | 1 | 675 | Rainfall_100yr | Rainfall | 0 | 0 | 1054635 | 10.32 | 49.7616 | 0.805 | 64.498 | 5.839 | 0 | 0 | 2 | 10.772 | 49.6564 | 0.527 | 66.072 | 4.8 | 2 | 32.324 | 0 | 0 | 1054640.63
PI9000-9584.1 | PI9000-9584 | PI9000-9349 | 1 | 675 | Rainfall_100yr | Rainfall | 0 | 0 | 265711.5 | 10.286 | 28.4939 | 0.473 | 76.572 | 3.657 | 0 | 0 | 1 | 10.186 | 28.4948 | 0.693 | 77.004 | 3.66 | 1 | 31.696 | 0 | 0 | 265711.53
PI5400-3192.1 | PI5400-3192 | PI5400-2896 | 1 | 675 | Rainfall_100yr | Rainfall | 0 | 0 | 1299375.88 | 8.132 | 78.4382 | 0.376 | 111.136 | 7.674 | 0 | 0 | 2 | 8.41 | 78.4189 | 1.01 | 112.8 | 7.65 | 2 | 67.954 | 0 | 0 | 1299469.75
PI5400-2896.1 | PI5400-2896 | PI5400-2640 | 1 | 675 | Rainfall_100yr | Rainfall | 0 | 0 | 1299496.13 | 6.192 | 78.5826 | 0.965 | 109.632 | 8.428 | 0 | 0 | 1 | 7.996 | 78.5653 | 0.386 | 110.999 | 7.695 | 1 | -40.777 | 0 | 0 | 1299725.88
PI6900-1842.1 | PI6900-1842 | PI6900-1451 | 1 | 675 | Rainfall_100yr | Rainfall | 0 | 0 | 382290.88 | 10.394 | 28.7339 | 0.12 | 21.511 | 2.761 | 0 | 0 | 2 | 10.434 | 28.7255 | 0.292 | 21.83 | 2.759 | 2 | 26.929 | 0 | 0 | 383019.94
PI6503-1355.1 | PI6503-1355 | PI6503-902 | 1 | 675 | Rainfall_100yr | Rainfall | 0 | 0 | 20732.13 | 8.373 | -32.762 | 0.103 | 15.419 | -3.189 | 0 | 0 | 1 | 7.407 | -32.7484 | 0.458 | 14.995 | -3.209 | 1 | 35.063 | 0 | 0 | 25216.85
PI6900-2575.1 | PI6900-2575 | PI6900-2072 | 1 | 675 | Rainfall_100yr | Rainfall | 0 | 0 | 309000.78 | 10.038 | 20.9886 | 0.363 | 21.942 | 2.028 | 0 | 0 | 1 | 9.224 | 20.9769 | 0.692 | 22.14 | 2.918 | 1 | 45.062 | 0 | 0 | 309004.09
PI9000-5772.1 | PI9000-5772 | PI9000-5680 | 1 | 675 | Rainfall_100yr | Rainfall | 0 | 0 | 1025085.31 | 7.985 | 37.8628 | 0.692 | 64.626 | 4.594 | 0 | 0 | 1 | 7.788 | 37.8599 | 0.843 | 64.721 | 4.951 | 1 | 56.654 | 0 | 0 | 1025085.44
PI9000-5616.1 | PI9000-5616 | PI9000-5587 | 1 | 675 | Rainfall_100yr | Rainfall | 0 | 0 | 1063028.38 | 8.055 | 38.4212 | 0.686 | 64.439 | 4.84 | 0 | 0 | 1 | 8 | 38.422 | 0.752 | 64.477 | 4.948 | 1 | 56.654 | 0 | 0 | 1063028.38
PI9000-5680.1 | PI9000-5680 | PI9000-5616 | 1 | 675 | Rainfall_100yr | Rainfall | 0 | 0 | 1063028.38 | 8.051 | 38.4338 | 0.679 | 64.528 | 4.75 | 0 | 0 | 1 | 7.93 | 38.4346 | 0.811 | 64.609 | 4.982 | 1 | 56.654 | 0 | 0 | 1063028.5
PI9000-5139.1 | PI9000-5139 | PI9000-4993 | 1 | 675 | Rainfall_100yr | Rainfall | 0 | 0 | 1346051.63 | 8.297 | 51.6117 | 0.711 | 63.045 | 5.356 | 0 | 0 | 2 | 8.266 | 51.6041 | 0.79 | 63.379 | 5.523 | 2 | 50.312 | 0 | 0 | 1346051.88
PI9000-6694.1 | PI9000-6694 | PI9000-6527 | 1 | 675 | Rainfall_100yr | Rainfall | 0 | 0 | 1056584.63 | 6.591 | 48.2234 | 0.819 | 66.116 | 5.453 | 0 | 0 | 1 | 6.495 | 48.2235 | 0.904 | 66.542 | 5.909 | 1 | 56.654 | 0 | 0 | 1056584.88
PI9000-7053.1 | PI9000-7053 | PI9000-6797 | 1 | 675 | Rainfall_100yr | Rainfall | 0 | 0 | 1100122.25 | 6.394 | 65.1664 | 0.783 | 67.056 | 6.424 | 0 | 0 | 2 | 6.763 | 65.1937 | 0.91 | 68.209 | 6.415 | 2 | 56.654 | 0 | 0 | 1100122.63
PI9000-4521.1 | PI9000-4521 | PI9000-4327 | 1 | 675 | Rainfall_100yr | Rainfall | 0 | 0 | 1462924.25 | 8.362 | 59.406 | 0.686 | 61.393 | 5.831 | 0 | 0 | 2 | 8.25 | 59.3974 | 0.792 | 61.762 | 5.822 | 2 | 50.129 | 0 | 0 | 1462926.75
PI9000-4993.1 | PI9000-4993 | PI9000-4521 | 1 | 675 | Rainfall_100yr | Rainfall | 0 | 0 | 1346051 | 8.298 | 51.6472 | 0.705 | 61.865 | 5.148 | 0 | 0 | 2 | 8.196 | 51.6206 | 0.813 | 62.944 | 5.691 | 2 | 50.312 | 0 | 0 | 1346051.63
PI9000-6222.1 | PI9000-6222 | PI9000-5957 | 1 | 675 | Rainfall_100yr | Rainfall | 0 | 0 | 1025085.81 | 7.448 | 37.8286 | 0.817 | 64.988 | 5.284 | 0 | 0 | 1 | 6.92 | 38.6952 | 0.912 | 65.311 | 5.963 | 1 | 56.654 | 0 | 0 | 1025086.13
PI9000-5957.1 | PI9000-5957 | PI9000-5772 | 1 | 675 | Rainfall_100yr | Rainfall | 0 | 0 | 1025085.44 | 7.814 | 37.8351 | 0.778 | 64.747 | 4.807 | 0 | 0 | 1 | 7.42 | 37.8273 | 0.897 | 64.958 | 5.509 | 1 | 56.654 | 0 | 0 | 1025085.75
PI6503-426.1 | PI6503-426 | PI6503-280 | 1 | 675 | Rainfall_100yr | Rainfall | 0 | 0 | 224207.92 | 9.361 | -25.504 | 0.696 | 15.824 | 2.473 | 0 | 0 | 1 | 3.545 | -25.4955 | 2.302 | 15.77 | 8.938 | 1 | 199.311 | 0 | 0 | 224207.95
PI1500-404.1 | PI1500-404 | PI1500-159 | 1 | 675 | Rainfall_100yr | Rainfall | 0 | 0 | 1862868.63 | 4.016 | 56.8582 | 0.918 | 33.644 | 5.242 | 0 | 0 | 1 | 3.894 | 56.9396 | 0.718 | 33.933 | 5.248 | 1 | 58.008 | 0 | 0 | 1863325.38
PI8800-70.1 | PI8800-70 | CC0900-11566 | 1 | 675 | Rainfall_100yr | Rainfall | 0 | 0 | 15610.38 | 5.66 | 3.3449 | 0.009 | 28 | 0.257 | 0 | 0 | 1 | 5.48 | 3.3723 | 0.012 | 28 | 0.262 | 1 | 72.814 | 0 | 0 | 15867.02
PI9000-5587.1 | PI9000-5587 | PI9000-5139 | 1 | 675 | Rainfall_100yr | Rainfall | 0 | 0 | 1346051.88 | 8.381 | 51.5927 | 0.686 | 63.494 | 5.203 | 0 | 0 | 1 | 7.987 | 51.5799 | 0.915 | 64.522 | 6.207 | 1 | 56.654 | 0 | 0 | 1346052.63
PI9000-6252.1 | PI9000-6252 | PI9000-6222 | 1 | 675 | Rainfall_100yr | Rainfall | 0 | 0 | 862345.06 | 7.056 | 37.145 | 0.598 | 65.328 | 4.735 | 0 | 0 | 1 | 6.974 | 37.217 | 0.69 | 65.34 | 4.844 | 1 | 56.654 | 0 | 0 | 862345.06
PI9000-6527.1 | PI9000-6527 | PI9000-6252 | 1 | 675 | Rainfall_100yr | Rainfall | 0 | 0 | 1016681 | 6.985 | 41.5667 | 0.656 | 65.527 | 4.728 | 0 | 0 | 1 | 6.55 | 41.5751 | 0.9 | 65.966 | 5.689 | 1 | 56.654 | 0 | 0 | 1016681.31
PI7700-1803.1 | PI7700-1803 | PI7700-1376 | 1 | 675 | Rainfall_100yr | Rainfall | 0 | 0 | 1937251.75 | 8.451 | 77.3045 | 0.593 | 34.575 | 5.875 | 0 | 0 | 2 | 8.124 | 77.2944 | 0.822 | 35.319 | 5.869 | 2 | 71.929 | 0 | 0 | 1937493
PI7700-1376.1 | PI7700-1376 | PI7700-433 | 1 | 675 | Rainfall_100yr | Rainfall | 0 | 0 | 2090149.13 | 6.909 | 86.1835 | 0.615 | 31.019 | 6.533 | 0 | 0 | 2 | 7.961 | 86.2603 | 0.833 | 34.424 | 6.505 | 2 | 71.836 | 0 | 0 | 2090673.5
PI6503-280.1 | PI6503-280 | PI6503-43 | 1 | 675 | Rainfall_100yr | Rainfall | 0 | 0 | 224092.52 | 10.249 | -25.5281 | 0.395 | 16.012 | -2.455 | 0 | 0 | 1 | 9.376 | -25.5193 | 0.74 | 15.84 | 2.587 | 1 | 50.316 | 0 | 0 | 224207.91
PI6503-902.1 | PI6503-902 | PI6503-842 | 1 | 675 | Rainfall_100yr | Rainfall | 0 | 0 | 224847.89 | 3.632 | -25.2693 | 0.483 | 15.419 | -2.579 | 0 | 0 | 1 | 8.385 | -25.2663 | 0.035 | 15.359 | -2.459 | 1 | -283.432 | 0 | 0 | 225282.63
PI6503-842.1 | PI6503-842 | PI6503-426 | 1 | 675 | Rainfall_100yr | Rainfall | 0 | 0 | 224212.91 | 3.493 | -25.4806 | 0.88 | 15.719 | 4.262 | 0 | 0 | 1 | 3.874 | -25.3489 | 0.453 | 15.467 | -2.545 | 1 | -38.882 | 0 | 0 | 224670.66
PI6900-2620.1 | PI6900-2620 | PI6900-2575 | 1 | 675 | Rainfall_100yr | Rainfall | 0 | 0 | 309004.09 | 9.234 | 20.9662 | 0.655 | 22.149 | 2.828 | 0 | 0 | 1 | 9.131 | 20.9651 | 0.728 | 22.167 | 3.107 | 1 | 51.998 | 0 | 0 | 309004.13
PI7700-98.1 | PI7700-98 | PI7700-53 | 1 | 675 | Rainfall_100yr | Rainfall | 0 | 0 | 2212544.25 | 5.892 | 110.5801 | 0.515 | 28.443 | 8.436 | 0 | 0 | 1 | 5.772 | 110.5862 | 0.638 | 28.69 | 8.441 | 1 | 127.924 | 0 | 0 | 2212557.5
PI0300-9554.1 | PI0300-9554 | PI0300-9442 | 1 | 675 | Rainfall_100yr | Rainfall | 0 | 0 | 462993.5 | 7.223 | 23.9894 | 0.367 | 28.244 | 2.808 | 0 | 0 | 1 | 7.144 | 24.0484 | 0.389 | 28.281 | 2.904 | 1 | 32.301 | 0 | 0 | 462997.22
PI0300-9583.1 | PI0300-9583 | PI0300-9554 | 1 | 675 | Rainfall_100yr | Rainfall | 0 | 0 | 366555.75 | 7.151 | 20.7661 | 0.341 | 28.251 | 2.381 | 0 | 0 | 1 | 7.123 | 20.7351 | 0.347 | 28.253 | 2.392 | 1 | 32.301 | 0 | 0 | 366556.25
PI5400-3493.1 | PI5400-3493 | PI5400-3192 | 1 | 675 | Rainfall_100yr | Rainfall | 0 | 0 | 1288370.75 | 8.552 | 73.467 | 0.9 | 112.871 | 7.159 | 0 | 0 | 2 | 9.381 | 73.4487 | 0.815 | 114.444 | 7.117 | 2 | 50.19 | 0 | 0 | 1288371.75
PI6503-1598.1 | PI6503-1598 | PI6503-1355 | 1 | 675 | Rainfall_100yr | Rainfall | 0 | 0 | 1904.48 | 7.385 | -11.5862 | 0.201 | 14.853 | -1.135 | 0 | 0 | 1 | 6.117 | -11.5866 | 0.658 | 14.825 | 1.571 | 1 | 71.88 | 0 | 0 | 4295.65
PI6900-932.1 | PI6900-932 | PI6900-343 | 1 | 675 | Rainfall_100yr | Rainfall | 0 | 0 | 1610777.25 | 9.484 | 46.6946 | 0.464 | 19.815 | 4.633 | 0 | 0 | 2 | 10.104 | 46.6428 | 0.398 | 20.882 | 4.586 | 2 | 22.141 | 0 | 0 | 1610891.38
PI6900-1162.1 | PI6900-1162 | PI6900-932 | 1 | 675 | Rainfall_100yr | Rainfall | 0 | 0 | 1502954.88 | 10.136 | 42.6889 | 0.393 | 20.914 | 4.243 | 0 | 0 | 1 | 9.856 | 42.6833 | 0.747 | 21.215 | 4.247 | 1 | 50.518 | 0 | 0 | 1502971.88
PI0300-8763.1 | PI0300-8763 | PI0300-8266 | 1 | 675 | Rainfall_100yr | Rainfall | 0 | 0 | 825234.56 | 8.613 | 44.5284 | 0.517 | 27.278 | 4.509 | 0 | 0 | 1 | 7.851 | 44.3056 | 0.815 | 27.779 | 5.137 | 1 | 50.687 | 0 | 0 | 825273.88
PI0300-9197.1 | PI0300-9197 | PI0300-8763 | 1 | 675 | Rainfall_100yr | Rainfall | 0 | 0 | 727138.31 | 7.878 | 36.6484 | 0.677 | 27.769 | 4.449 | 0 | 0 | 1 | 7.107 | 36.234 | 0.819 | 28.101 | 5.378 | 1 | 50.687 | 0 | 0 | 727170.56
PI0300-9285.1 | PI0300-9285 | PI0300-9197 | 1 | 675 | Rainfall_100yr | Rainfall | 0 | 0 | 727171.75 | 7.165 | 36.2013 | 0.654 | 28.159 | 4.78 | 0 | 0 | 2 | 7.192 | 36.1004 | 0.568 | 28.226 | 4.574 | 2 | 21.453 | 0 | 0 | 727181
PI0700-1822.1 | PI0700-1822 | PI0700-1301 | 1 | 675 | Rainfall_100yr | Rainfall | 0 | 0 | 49410.07 | 7.161 | -16.504 | 0.586 | 50.951 | 1.701 | 0 | 0 | 1 | 6.902 | -15.3503 | 0.332 | 50.952 | -1.533 | 1 | 22.474 | 0 | 0 | 49737.25
PI0700-2012.1 | PI0700-2012 | PI0700-1822 | 1 | 675 | Rainfall_100yr | Rainfall | 0 | 0 | 49746.83 | 6.902 | -15.1178 | 0.328 | 50.952 | -1.51 | 0 | 0 | 1 | 6.813 | -15.0159 | 0.322 | 50.953 | -1.501 | 1 | 21.866 | 0 | 0 | 49882.38
PI0700-1301.1 | PI0700-1301 | PI0700-920 | 1 | 675 | Rainfall_100yr | Rainfall | 0 | 0 | 463929.75 | 7.462 | 40.7601 | 0.741 | 50.528 | 3.99 | 0 | 0 | 1 | 7.119 | 40.7621 | 0.797 | 51.157 | 3.999 | 1 | 50.786 | 0 | 0 | 464079.31
PI0700-2048.1 | PI0700-2048 | PI0700-2012 | 1 | 675 | Rainfall_100yr | Rainfall | 0 | 0 | 49892.21 | 6.813 | -14.7983 | 0.317 | 50.953 | -1.48 | 0 | 0 | 1 | 6.793 | -14.7815 | 0.321 | 50.953 | -1.479 | 1 | 23.893 | 0 | 0 | 49917.85
PI5800-1547.1 | PI5800-1547 | PI5800-585 | 1 | 675 | Rainfall_100yr | Rainfall | 0 | 0 | 2546017 | 6.461 | 109.2207 | 0.572 | 47.847 | 5.381 | 0 | 0 | 2 | 8.375 | 109.2174 | 0.511 | 50.673 | 5.314 | 2 | 31.067 | 0 | 0 | 2547755.75
PI0700-920.1 | PI0700-920 | PI0700-873 | 1 | 675 | Rainfall_100yr | Rainfall | 0 | 0 | 463912.66 | 7.856 | 40.7574 | 0.329 | 50.401 | 3.979 | 0 | 0 | 1 | 7.42 | 40.7576 | 0.77 | 50.487 | 3.991 | 1 | 106.403 | 0 | 0 | 463922.72
PI9000-6797.1 | PI9000-6797 | PI9000-6694 | 1 | 675 | Rainfall_100yr | Rainfall | 0 | 0 | 1014386.19 | 6.553 | 42.4997 | 0.822 | 66.515 | 5.641 | 0 | 0 | 1 | 6.348 | 42.1016 | 0.89 | 66.624 | 5.911 | 1 | 56.654 | 0 | 0 | 1014386.38
PI9000-4327.1 | PI9000-4327 | PI9000-4117 | 1 | 675 | Rainfall_100yr | Rainfall | 0 | 0 | 1598886.88 | 8.763 | 62.1018 | 1.136 | 60.637 | 7.313 | 0 | 0 | 1 | 8.091 | 62.1197 | 1.296 | 61.309 | 8.255 | 1 | 80.272 | 0 | 0 | 1598906.63
PI9000-4117.1 | PI9000-4117 | PI9000-3832 | 1 | 675 | Rainfall_100yr | Rainfall | 0 | 0 | 1598859.25 | 9.992 | 62.0712 | 0.591 | 59.648 | 6.026 | 0 | 0 | 1 | 8.684 | 62.0795 | 1.426 | 60.559 | 8.262 | 1 | 88.648 | 0 | 0 | 1598885.5
PI5800-79.1 | PI5800-79 | PI5600-22 | 1 | 675 | Rainfall_100yr | Rainfall | 0 | 0 | 2831360.25 | 13.488 | 119.6867 | 0.078 | 45.828 | 5.654 | 0 | 0 | 2 | 12.698 | 119.6882 | 0.204 | 46.049 | 5.679 | 2 | 112.904 | 0 | 0 | 2832909
PI5600-22.1 | PI5600-22 | CC0301-2533 | 1 | 675 | Rainfall_100yr | Rainfall | 0 | 0 | 2990637.75 | 5.645 | 132.4006 | 0.395 | 45.525 | 6.585 | 0 | 0 | 2 | 5.401 | 132.4007 | 0.762 | 45.586 | 6.594 | 2 | 118.744 | 0 | 0 | 2990680.25
PI5800-331.1 | PI5800-331 | PI5800-79 | 1 | 675 | Rainfall_100yr | Rainfall | 0 | 0 | 2833109.5 | 12.757 | 119.6937 | 0.206 | 46.114 | 5.676 | 0 | 0 | 2 | 10.49 | 119.7041 | 0.686 | 46.93 | 5.75 | 2 | 109.915 | 0 | 0 | 2837945.5
PI5800-585.1 | PI5800-585 | PI5800-331 | 1 | 675 | Rainfall_100yr | Rainfall | 0 | 0 | 2657648.75 | 6.104 | 106.252 | 0.976 | 46.953 | 5.249 | 0 | 0 | 2 | 6.277 | 106.2511 | 0.72 | 47.623 | 5.241 | 2 | 43.851 | 0 | 0 | 2657987
PI4200-2310.1 | PI4200-2310 | PI4200-2164 | 1 | 675 | Rainfall_100yr | Rainfall | 0 | 0 | 792146.25 | 7.208 | 58.1014 | 0.608 | 81.498 | 4.396 | 0 | 0 | 1 | 7.079 | 58.1015 | 0.748 | 81.739 | 4.399 | 1 | 72.297 | 0 | 0 | 792146.63
PI4200-2500.1 | PI4200-2500 | PI4200-2310 | 1 | 675 | Rainfall_100yr | Rainfall | 0 | 0 | 792146.69 | 7.13 | 58.1018 | 0.702 | 81.79 | 4.398 | 0 | 0 | 1 | 6.963 | 58.1019 | 0.805 | 82.103 | 4.456 | 1 | 72.297 | 0 | 0 | 792147.13
PI4203-832.1 | PI4203-832 | PI4203-582 | 1 | 675 | Rainfall_100yr | Rainfall | 0 | 0 | 122294.85 | 7.259 | 7.7319 | 0.283 | 82.411 | 0.842 | 0 | 0 | 1 | 7.141 | 9.1335 | 0.283 | 82.413 | 0.994 | 1 | 31.471 | 0 | 0 | 122295.19
PI4203-582.1 | PI4203-582 | PI4203-263 | 1 | 675 | Rainfall_100yr | Rainfall | 0 | 0 | 122294.35 | 7.415 | 6.5424 | 0.265 | 82.407 | 0.728 | 0 | 0 | 1 | 7.258 | 7.6779 | 0.284 | 82.41 | 0.841 | 1 | 32.199 | 0 | 0 | 122294.84
PI4203-263.1 | PI4203-263 | PI4200-2786 | 1 | 675 | Rainfall_100yr | Rainfall | 0 | 0 | 122289.01 | 7.552 | 7.1961 | 0.171 | 82.404 | 0.66 | 0 | 0 | 1 | 7.415 | 6.492 | 0.264 | 82.407 | 0.723 | 1 | 33.134 | 0 | 0 | 122294.31
PI4200-2786.1 | PI4200-2786 | PI4200-2500 | 1 | 675 | Rainfall_100yr | Rainfall | 0 | 0 | 792171.44 | 7.754 | 58.1033 | 0.333 | 82.176 | 4.384 | 0 | 0 | 1 | 7.501 | 58.1035 | 0.599 | 82.651 | 4.39 | 1 | 72.297 | 0 | 0 | 792424.63
PI1300-432.1 | PI1300-432 | PI0800-7048 | 1 | 675 | Rainfall_100yr | Rainfall | 0 | 0 | 3108876.5 | 10.65 | 79.2429 | 0.562 | 26.799 | 5.926 | 0 | 0 | 1 | 8.013 | 79.2686 | 1.522 | 27.979 | 7.935 | 1 | 134.368 | 0 | 0 | 3110392.25
PI1300-704.1 | PI1300-704 | PI1300-432 | 1 | 675 | Rainfall_100yr | Rainfall | 0 | 0 | 3160486 | 8.097 | 84.0117 | 0.993 | 28.156 | 6.932 | 0 | 0 | 2 | 8.306 | 84.0226 | 0.85 | 29.058 | 6.345 | 2 | 71.877 | 0 | 0 | 3160783.25
PI1300-1193.1 | PI1300-1193 | PI1300-704 | 1 | 675 | Rainfall_100yr | Rainfall | 0 | 0 | 3175358 | 8.408 | 92.2716 | 0.771 | 29.307 | 6.94 | 0 | 0 | 2 | 9.871 | 92.2712 | 0.612 | 31.337 | 6.89 | 2 | 49.362 | 0 | 0 | 3176076.5
PI5800-4213.1 | PI5800-4213 | PI5800-3962 | 1 | 675 | Rainfall_100yr | Rainfall | 0 | 0 | 1719429.63 | 11.144 | 95.0322 | 0.797 | 60.981 | 7.053 | 0 | 0 | 1 | 11.096 | 94.9868 | 1.096 | 62.084 | 7.051 | 1 | 97.14 | 0 | 0 | 1719651.5
PI4200-425.1 | PI4200-425 | PI4200-151 | 1 | 675 | Rainfall_100yr | Rainfall | 0 | 0 | 927376.69 | 5.484 | 67.5973 | 0.424 | 77.498 | 5.166 | 0 | 0 | 2 | 5.562 | 67.6037 | 0.576 | 78.005 | 5.161 | 2 | 54.903 | 0 | 0 | 927900.5
PI4200-151.1 | PI4200-151 | CC0300-11279 | 1 | 675 | Rainfall_100yr | Rainfall | 0 | 0 | 926817.56 | 5.629 | 67.5819 | 0.161 | 77.147 | 5.164 | 0 | 0 | 1 | 5.398 | 67.5854 | 0.438 | 77.41 | 5.168 | 1 | 81.859 | 0 | 0 | 927346.69
PI0800-12284.1 | PI0800-12284 | PI0800-11920 | 1 | 675 | Rainfall_100yr | Rainfall | 0 | 0 | 561146.94 | 10.426 | 27.6467 | 0.053 | 29.059 | 2.06 | 0 | 0 | 1 | 8.049 | 29.8386 | 1.018 | 29.214 | 3.134 | 1 | 119.528 | 0 | 0 | 561983.31
PI7700-4239.1 | PI7700-4239 | PI7700-4166 | 1 | 675 | Rainfall_100yr | Rainfall | 0 | 0 | 1673934 | 6.727 | 69.3917 | 0.794 | 42.275 | 5.805 | 0 | 0 | 1 | 6.641 | 69.3952 | 0.899 | 42.445 | 6.072 | 1 | 84.86 | 0 | 0 | 1673969.88
PI7700-3575.1 | PI7700-3575 | PI7700-3480 | 1 | 675 | Rainfall_100yr | Rainfall | 0 | 0 | 1828041.88 | 6.631 | 72.7118 | 0.625 | 39.76 | 5.841 | 0 | 0 | 1 | 6.506 | 72.7131 | 0.862 | 39.968 | 6.105 | 1 | 84.86 | 0 | 0 | 1828091.25
PI7700-4822.1 | PI7700-4822 | PI7700-4519 | 1 | 675 | Rainfall_100yr | Rainfall | 0 | 0 | 1537416.63 | 6.345 | 61.5534 | 0.851 | 43.035 | 5.946 | 0 | 0 | 1 | 5.84 | 61.5612 | 0.977 | 43.587 | 6.827 | 1 | 84.86 | 0 | 0 | 1537551.63
PI7700-5454.1 | PI7700-5454 | PI7700-4822 | 1 | 675 | Rainfall_100yr | Rainfall | 0 | 0 | 1448932 | 6.007 | 57.8459 | 0.701 | 43.676 | 5.439 | 0 | 0 | 1 | 5.313 | 58.1896 | 0.831 | 44.562 | 6.245 | 1 | 71.732 | 0 | 0 | 1449258.63
PI9500-3566.1 | PI9500-3566 | PI9500-2924 | 1 | 675 | Rainfall_100yr | Rainfall | 0 | 0 | 0 | 0.2 | 0 | 0 | 88.22 | 0 | 0 | 0 | 0.05 | 0.2 | 0 | 0 | 91.51 | 0 | 0 | 102.873 | 0 | 0 | 0
PI9500-3625.1 | PI9500-3625 | PI9500-3566 | 1 | 675 | Rainfall_100yr | Rainfall | 0 | 0 | 0 | 0.2 | 0 | 0 | 91.51 | 0 | 0 | 0 | 0.05 | 0.2 | 0 | 0 | 91.66 | 0 | 0 | 72.42 | 0 | 0 | 0
PI9600-1761.1 | PI9600-1761 | PI9600-998 | 1 | 675 | Rainfall_100yr | Rainfall | 0 | 0 | 1086465 | 7.953 | 67.6416 | 0.994 | 90.517 | 7.326 | 0 | 0 | 1 | 7.749 | 67.632 | 0.837 | 92.224 | 6.474 | 1 | 71.888 | 0 | 0 | 1086802
PI4200-740.1 | PI4200-740 | PI4200-425 | 1 | 675 | Rainfall_100yr | Rainfall | 0 | 0 | 880345.13 | 5.618 | 62.1222 | 0.512 | 78.014 | 4.743 | 0 | 0 | 2 | 5.681 | 62.1321 | 0.597 | 78.59 | 4.741 | 2 | 56.034 | 0 | 0 | 880541.06
PI0800-11010.1 | PI0800-11010 | PI0800-10978 | 1 | 675 | Rainfall_100yr | Rainfall | 0 | 0 | 878525.88 | 8.747 | 38.2998 | 0.216 | 28.673 | 2.877 | 0 | 0 | 1 | 8.808 | 38.3006 | 0.208 | 28.692 | 2.876 | 1 | -52.193 | 0 | 0 | 878587.13
PI7700-3842.1 | PI7700-3842 | PI7700-3575 | 1 | 675 | Rainfall_100yr | Rainfall | 0 | 0 | 1808454.63 | 6.737 | 78.7104 | 0.643 | 40.334 | 5.972 | 0 | 0 | 1 | 6.588 | 78.7076 | 0.948 | 41.126 | 6.03 | 1 | 84.86 | 0 | 0 | 1808585.5
PI7700-3480.1 | PI7700-3480 | PI7700-3152 | 1 | 675 | Rainfall_100yr | Rainfall | 0 | 0 | 1827875.38 | 6.799 | 72.6997 | 0.879 | 38.754 | 6.773 | 0 | 0 | 1 | 6.332 | 72.7048 | 0.98 | 39.459 | 7.297 | 1 | 84.86 | 0 | 0 | 1828032.63
PI7700-2708.1 | PI7700-2708 | PI7700-2261 | 1 | 675 | Rainfall_100yr | Rainfall | 0 | 0 | 1888518.38 | 7.879 | 75.9332 | 0.87 | 36.758 | 6.105 | 0 | 0 | 1 | 7.325 | 75.9218 | 0.982 | 37.782 | 6.986 | 1 | 84.86 | 0 | 0 | 1888733
PI7700-3152.1 | PI7700-3152 | PI7700-2708 | 1 | 675 | Rainfall_100yr | Rainfall | 0 | 0 | 1827655.5 | 7.395 | 72.6818 | 0.861 | 37.797 | 6.348 | 0 | 0 | 1 | 6.736 | 72.6905 | 0.982 | 38.691 | 7.181 | 1 | 84.86 | 0 | 0 | 1827867.75
PI7700-2261.1 | PI7700-2261 | PI7700-1803 | 1 | 675 | Rainfall_100yr | Rainfall | 0 | 0 | 1900466.75 | 8.36 | 76.2062 | 0.593 | 35.647 | 5.777 | 0 | 0 | 1 | 7.808 | 76.1952 | 0.974 | 36.701 | 6.465 | 1 | 84.86 | 0 | 0 | 1900692.88
PI7700-433.1 | PI7700-433 | PI7700-98 | 1 | 675 | Rainfall_100yr | Rainfall | 0 | 0 | 2090040 | 6.739 | 86.1198 | 0.466 | 29.31 | 6.533 | 0 | 0 | 1 | 6.411 | 86.144 | 0.957 | 30.525 | 6.546 | 1 | 97.404 | 0 | 0 | 2090141.5
PI6600-2362.1 | PI6600-2362 | PI6600-2182 | 1 | 675 | Rainfall_100yr | Rainfall | 0 | 0 | 630416.25 | 9.622 | 31.4553 | 0.417 | 18.544 | 2.358 | 0 | 0 | 1 | 11.922 | 31.4532 | 0.031 | 18.574 | 2.331 | 1 | -161.331 | 0 | 0 | 631023.63
PI7700-4519.1 | PI7700-4519 | PI7700-4239 | 1 | 675 | Rainfall_100yr | Rainfall | 0 | 0 | 1588851.88 | 6.722 | 63.49 | 0.791 | 42.454 | 5.516 | 0 | 0 | 1 | 6.285 | 63.4954 | 0.97 | 42.995 | 6.526 | 1 | 84.86 | 0 | 0 | 1588977.75
PI7700-5971.1 | PI7700-5971 | PI7700-5454 | 1 | 675 | Rainfall_100yr | Rainfall | 0 | 0 | 1287168.38 | 5.357 | 49.5129 | 0.725 | 44.525 | 5.23 | 0 | 0 | 1 | 4.565 | 51.1448 | 0.83 | 45.024 | 5.971 | 1 | 71.759 | 0 | 0 | 1287435.75
PI0800-11700.1 | PI0800-11700 | PI0800-11010 | 1 | 675 | Rainfall_100yr | Rainfall | 0 | 0 | 657475.5 | 8.851 | 32.1514 | 0.542 | 28.695 | 2.414 | 0 | 0 | 1 | 10.051 | 32.1678 | 0.097 | 29.004 | 2.4 | 1 | -52.193 | 0 | 0 | 660004.44
PI0800-11920.1 | PI0800-11920 | PI0800-11700 | 1 | 675 | Rainfall_100yr | Rainfall | 0 | 0 | 598275.31 | 10.066 | 25.9964 | 0.249 | 28.968 | 1.94 | 0 | 0 | 1 | 10.416 | 26.0773 | 0.065 | 29.049 | 1.942 | 1 | -52.193 | 0 | 0 | 599596.94
PI7700-4166.1 | PI7700-4166 | PI7700-3895 | 1 | 675 | Rainfall_100yr | Rainfall | 0 | 0 | 1756308.63 | 6.719 | 78.2867 | 0.822 | 41.433 | 5.938 | 0 | 0 | 1 | 6.569 | 78.2885 | 0.971 | 42.24 | 6.499 | 1 | 84.86 | 0 | 0 | 1756438.5
PI7700-3895.1 | PI7700-3895 | PI7700-3842 | 1 | 675 | Rainfall_100yr | Rainfall | 0 | 0 | 1782764.75 | 6.68 | 75.1575 | 0.85 | 41.161 | 5.724 | 0 | 0 | 1 | 6.636 | 75.1539 | 0.908 | 41.301 | 5.906 | 1 | 84.86 | 0 | 0 | 1782790.63
PI0800-7928.1 | PI0800-7928 | PI0800-7771 | 1 | 675 | Rainfall_100yr | Rainfall | 0 | 0 | 1204501.38 | 9.984 | 42.8195 | 0.545 | 26.456 | 3.234 | 0 | 0 | 1 | 10.569 | 42.8285 | 0.094 | 26.501 | 3.224 | 1 | -84.24 | 0 | 0 | 1205745.25
PI0806-55.1 | PI0806-55 | PI0800-7165 | 1 | 675 | Rainfall_100yr | Rainfall | 0 | 0 | 42929.88 | 10.303 | 9.328 | 0.116 | 26.293 | 0.697 | 0 | 0 | 1 | 9.534 | 9.3301 | 0.12 | 26.294 | 0.7 | 1 | 169.972 | 0 | 0 | 43293.38
PI0502-536.1 | PI0502-536 | PI0502-513 | 1 | 675 | Rainfall_100yr | Rainfall | 0 | 0 | 586628.13 | 7.766 | 57.9084 | 0.53 | 33.949 | 4.371 | 0 | 0 | 1 | 7.762 | 57.9095 | 0.523 | 33.985 | 4.371 | 1 | 60.372 | 0 | 0 | 586628.13
PI0502-608.1 | PI0502-608 | PI0502-536 | 1 | 675 | Rainfall_100yr | Rainfall | 0 | 0 | 586628.13 | 7.812 | 57.9341 | 0.512 | 34.035 | 4.372 | 0 | 0 | 2 | 7.838 | 57.938 | 0.503 | 34.151 | 4.372 | 2 | 50.743 | 0 | 0 | 586628.19
PI0502-273.1 | PI0502-273 | PI0500-5975 | 1 | 675 | Rainfall_100yr | Rainfall | 0 | 0 | 885909.94 | 6.508 | 88.9661 | 0.961 | 31.606 | 6.755 | 0 | 0 | 2 | 6.881 | 88.9683 | 0.815 | 32.658 | 6.742 | 2 | 71.748 | 0 | 0 | 885938.19
PI0502-500.1 | PI0502-500 | PI0502-273 | 1 | 675 | Rainfall_100yr | Rainfall | 0 | 0 | 885938.19 | 7.001 | 88.9726 | 0.755 | 32.777 | 6.739 | 0 | 0 | 2 | 7.312 | 88.9743 | 0.812 | 33.655 | 6.728 | 2 | 71.876 | 0 | 0 | 885938.31
PI0502-513.1 | PI0502-513 | PI0502-500 | 1 | 675 | Rainfall_100yr | Rainfall | 0 | 0 | 885938.31 | 7.213 | 88.9778 | 0.98 | 33.775 | 6.732 | 0 | 0 | 2 | 7.231 | 88.9779 | 0.961 | 33.825 | 6.731 | 2 | 71.876 | 0 | 0 | 885938.31
PI5800-3962.1 | PI5800-3962 | PI5800-3722 | 1 | 675 | Rainfall_100yr | Rainfall | 0 | 0 | 1770829.5 | 10.509 | 101.2702 | 0.703 | 59.742 | 7.539 | 0 | 0 | 2 | 10.995 | 101.2772 | 0.873 | 60.944 | 7.521 | 2 | 78.684 | 0 | 0 | 1771074.88
PI5800-3722.1 | PI5800-3722 | PI5800-3228 | 1 | 675 | Rainfall_100yr | Rainfall | 0 | 0 | 1885446.38 | 9.202 | 103.044 | 0.516 | 56.998 | 7.72 | 0 | 0 | 2 | 10.289 | 103.04 | 0.809 | 59.555 | 7.679 | 2 | 78.613 | 0 | 0 | 1886767.75
PI5800-2991.1 | PI5800-2991 | PI5800-2906 | 1 | 675 | Rainfall_100yr | Rainfall | 0 | 0 | 2038465.88 | 8.739 | 98.3056 | 0.267 | 55.433 | 7.389 | 0 | 0 | 2 | 8.871 | 98.3067 | 0.484 | 55.803 | 7.383 | 2 | 77.754 | 0 | 0 | 2039185.5
PI5800-2906.1 | PI5800-2906 | PI5800-2752 | 1 | 675 | Rainfall_100yr | Rainfall | 0 | 0 | 1773034 | 9.149 | 81.6254 | 0.076 | 54.649 | 6.161 | 0 | 0 | 1 | 8.695 | 81.661 | 0.255 | 54.876 | 6.17 | 1 | 95.375 | 0 | 0 | 1774590.38
PI5800-2752.1 | PI5800-2752 | PI5800-2704 | 1 | 675 | Rainfall_100yr | Rainfall | 0 | 0 | 1797507 | 6.867 | 74.7619 | 0.452 | 54.5 | 5.723 | 0 | 0 | 1 | 9.12 | 74.7726 | 0.07 | 54.528 | 5.657 | 1 | -309.826 | 0 | 0 | 1797829
PI5810-127.1 | PI5810-127 | PI5800-2752 | 1 | 675 | Rainfall_100yr | Rainfall | 0 | 0 | -9009.91 | 9.149 | -9.7364 | 0.014 | 54.392 | -0.735 | 0 | 0 | 1 | 4.388 | -9.4465 | 0.148 | 54.392 | -0.957 | 1 | 278.117 | 0 | 0 | -8581.41
PI5800-2365.1 | PI5800-2365 | PI5800-1846 | 1 | 675 | Rainfall_100yr | Rainfall | 0 | 0 | 2071697 | 7.169 | 79.1019 | 0.841 | 52.536 | 6.908 | 0 | 0 | 1 | 6.214 | 79.9334 | 1.137 | 54.058 | 8.178 | 1 | 98.152 | 0 | 0 | 2072145.88
PI5800-2581.1 | PI5800-2581 | PI5800-2365 | 1 | 675 | Rainfall_100yr | Rainfall | 0 | 0 | 1982544.88 | 6.308 | 76.511 | 0.967 | 53.979 | 7.376 | 0 | 0 | 1 | 6.034 | 76.7959 | 0.919 | 54.365 | 7.252 | 1 | 78.79 | 0 | 0 | 1982755.88
PI5800-1805.1 | PI5800-1805 | PI5800-1547 | 1 | 675 | Rainfall_100yr | Rainfall | 0 | 0 | 2449041.75 | 8.489 | 103.1628 | 0.883 | 51.223 | 7.764 | 0 | 0 | 1 | 6.903 | 103.1832 | 1.659 | 52.588 | 10.732 | 1 | 152.484 | 0 | 0 | 2449162.75
PI5800-2704.1 | PI5800-2704 | PI5800-2581 | 1 | 675 | Rainfall_100yr | Rainfall | 0 | 0 | 1914408.38 | 6.1 | 74.4407 | 0.818 | 54.389 | 6.708 | 0 | 0 | 1 | 6.808 | 74.6481 | 0.467 | 54.633 | 5.747 | 1 | -89.629 | 0 | 0 | 1914653.5
PI5810-957.1 | PI5810-957 | PI5810-502 | 1 | 675 | Rainfall_100yr | Rainfall | 0 | 0 | 0.05 | 3.388 | -5.8373 | 0.134 | 54.388 | -0.913 | 0 | 0 | 0.85 | 1.528 | -0.14326 | 0.186 | 54.388 | -0.427 | 1 | 91.886 | 0 | 0 | 0
PI5800-3228.1 | PI5800-3228 | PI5800-2991 | 1 | 675 | Rainfall_100yr | Rainfall | 0 | 0 | 1828968.13 | 9.024 | 82.3386 | 0.21 | 55.772 | 6.185 | 0 | 0 | 2 | 9.066 | 82.3456 | 0.618 | 56.504 | 6.183 | 2 | 78.224 | 0 | 0 | 1830521
PI0800-8079.1 | PI0800-8079 | PI0800-7928 | 1 | 675 | Rainfall_100yr | Rainfall | 0 | 0 | 1044957.5 | 10.578 | 42.8574 | 0.093 | 26.469 | 3.226 | 0 | 0 | 1 | 10.378 | 42.866 | 0.1 | 26.48 | 3.228 | 1 | 53.575 | 0 | 0 | 1046249.81
PI0800-8415.1 | PI0800-8415 | PI0800-8079 | 1 | 675 | Rainfall_100yr | Rainfall | 0 | 0 | 1469719.63 | 10.38 | 44.4829 | 0.103 | 26.636 | 3.315 | 0 | 0 | 1 | 10.228 | 44.4815 | 0.148 | 26.954 | 3.317 | 1 | 53.708 | 0 | 0 | 1472153.13
PI0800-8827.1 | PI0800-8827 | PI0800-8415 | 1 | 675 | Rainfall_100yr | Rainfall | 0 | 0 | 1301007.38 | 10.256 | 42.9572 | 0.148 | 26.894 | 3.235 | 0 | 0 | 1 | 9.408 | 42.9677 | 0.727 | 27.077 | 3.247 | 1 | 71.833 | 0 | 0 | 1302771
PI0800-9114.1 | PI0800-9114 | PI0800-8827 | 1 | 675 | Rainfall_100yr | Rainfall | 0 | 0 | 1296051.5 | 9.421 | 42.9895 | 0.688 | 27.088 | 3.249 | 0 | 0 | 1 | 8.827 | 43.0044 | 0.775 | 27.215 | 3.257 | 1 | 71.956 | 0 | 0 | 1296399.25
PI0800-9456.1 | PI0800-9456 | PI0800-9114 | 1 | 675 | Rainfall_100yr | Rainfall | 0 | 0 | 1352971.88 | 8.84 | 42.0907 | 0.701 | 27.274 | 3.189 | 0 | 0 | 1 | 9.415 | 42.1131 | 0.254 | 27.511 | 3.18 | 1 | -45.441 | 0 | 0 | 1353205.38
PI0800-9639.1 | PI0800-9639 | PI0800-9456 | 1 | 675 | Rainfall_100yr | Rainfall | 0 | 0 | 1353220.88 | 9.44 | 42.147 | 0.252 | 27.538 | 3.182 | 0 | 0 | 1 | 9.152 | 42.1593 | 0.654 | 27.68 | 3.187 | 1 | 68.881 | 0 | 0 | 1353330.88
PI0800-10107.1 | PI0800-10107 | PI0800-9800 | 1 | 675 | Rainfall_100yr | Rainfall | 0 | 0 | 929844.38 | 8.958 | 39.4007 | 0.538 | 27.84 | 2.959 | 0 | 0 | 1 | 8.4 | 39.4073 | 0.756 | 28.055 | 3.247 | 1 | 71.94 | 0 | 0 | 929860.19
PI0800-9800.1 | PI0800-9800 | PI0800-9639 | 1 | 675 | Rainfall_100yr | Rainfall | 0 | 0 | 1353333.5 | 9.18 | 42.1927 | 0.623 | 27.708 | 3.19 | 0 | 0 | 1 | 8.934 | 42.2032 | 0.733 | 27.833 | 3.194 | 1 | 68.881 | 0 | 0 | 1353346
PI0800-10484.1 | PI0800-10484 | PI0800-10107 | 1 | 675 | Rainfall_100yr | Rainfall | 0 | 0 | 904072.94 | 8.422 | 40.8833 | 0.685 | 28.072 | 3.078 | 0 | 0 | 1 | 7.735 | 40.8882 | 0.809 | 28.327 | 3.953 | 1 | 71.722 | 0 | 0 | 904091.88
PI4200-1121.1 | PI4200-1121 | PI4200-740 | 1 | 675 | Rainfall_100yr | Rainfall | 0 | 0 | 880542.75 | 5.749 | 62.1477 | 0.569 | 78.657 | 4.74 | 0 | 0 | 2 | 6.026 | 62.1592 | 0.52 | 79.355 | 4.734 | 2 | 47.708 | 0 | 0 | 880549.19
PI4200-2052.1 | PI4200-2052 | PI4200-1968 | 1 | 675 | Rainfall_100yr | Rainfall | 0 | 0 | 777885.13 | 7.035 | 51.7958 | 0.415 | 80.905 | 3.926 | 0 | 0 | 2 | 7.076 | 51.8029 | 0.421 | 81.007 | 3.926 | 2 | 38.443 | 0 | 0 | 777885.5
PI4200-1805.1 | PI4200-1805 | PI4200-1460 | 1 | 675 | Rainfall_100yr | Rainfall | 0 | 0 | 880550.75 | 6.504 | 62.1996 | 0.456 | 80.094 | 4.726 | 0 | 0 | 2 | 6.871 | 62.2101 | 0.464 | 80.73 | 4.717 | 2 | 40.199 | 0 | 0 | 880552.19
PI4200-1460.1 | PI4200-1460 | PI4200-1121 | 1 | 675 | Rainfall_100yr | Rainfall | 0 | 0 | 880549.25 | 6.083 | 62.1744 | 0.505 | 79.413 | 4.734 | 0 | 0 | 2 | 6.447 | 62.1845 | 0.468 | 80.036 | 4.726 | 2 | 39.8 | 0 | 0 | 880550.69
PI4200-1968.1 | PI4200-1968 | PI4200-1805 | 1 | 675 | Rainfall_100yr | Rainfall | 0 | 0 | 777884.38 | 6.929 | 51.7384 | 0.4 | 80.67 | 3.924 | 0 | 0 | 2 | 6.997 | 51.7526 | 0.423 | 80.868 | 3.923 | 2 | 40.47 | 0 | 0 | 777885.06
PI4200-2164.1 | PI4200-2164 | PI4200-2052 | 1 | 675 | Rainfall_100yr | Rainfall | 0 | 0 | 792146 | 7.246 | 58.1011 | 0.386 | 81.256 | 4.395 | 0 | 0 | 1 | 7.151 | 58.1012 | 0.64 | 81.441 | 4.397 | 1 | 71.863 | 0 | 0 | 792146.25
PI0800-7165.1 | PI0800-7165 | PI0800-7048 | 1 | 675 | Rainfall_100yr | Rainfall | 0 | 0 | -9812.87 | 10.65 | -28.5859 | 0.118 | 26.419 | -2.127 | 0 | 0 | 1 | 10.316 | -28.5853 | 0.275 | 26.375 | -2.13 | 1 | 71.854 | 0 | 0 | -8760.26
PI0700-873.1 | PI0700-873 | PI0700-273 | 1 | 675 | Rainfall_100yr | Rainfall | 0 | 0 | 514093.06 | 7.589 | 43.3266 | 0.37 | 49.748 | 3.273 | 0 | 0 | 2 | 7.815 | 43.3328 | 0.356 | 50.278 | 3.269 | 2 | 32.124 | 0 | 0 | 514507.47
PI0700-273.1 | PI0700-273 | PI0601-238 | 1 | 675 | Rainfall_100yr | Rainfall | 0 | 0 | 513976.28 | 7.572 | 43.3194 | 0.329 | 49.578 | 3.273 | 0 | 0 | 2 | 7.562 | 43.3211 | 0.377 | 49.721 | 3.273 | 2 | 43.316 | 0 | 0 | 514083.88
CC0200-0.1 | CC0200-0 | PI0800-5965 | 1 | 675 | Rainfall_100yr | Rainfall | 0 | 0 | 1037913.38 | 11.824 | 61.2912 | 0.074 | 25.813 | 4.533 | 0 | 0 | 1 | 11.71 | 61.2912 | 0.165 | 25.86 | 4.536 | 1 | 114.93 | 0 | 0 | 1038234.25
PI9600-998.1 | PI9600-998 | PI9600-763 | 1 | 675 | Rainfall_100yr | Rainfall | 0 | 0 | 1163966.25 | 12.918 | 76.8732 | 0.838 | 89.764 | 5.657 | 0 | 0 | 1 | 7.865 | 76.8847 | 2.357 | 90.546 | 12.438 | 1 | 225.502 | 0 | 0 | 1164016.25
PI0800-10978.1 | PI0800-10978 | PI0800-10484 | 1 | 675 | Rainfall_100yr | Rainfall | 0 | 0 | 878061.94 | 7.755 | 38.273 | 0.728 | 28.335 | 3.642 | 0 | 0 | 1 | 8.702 | 38.2869 | 0.219 | 28.628 | 2.877 | 1 | -52.193 | 0 | 0 | 878503
PI5810-502.1 | PI5810-502 | PI5810-127 | 1 | 675 | Rainfall_100yr | Rainfall | 0 | 0 | -18.63 | 4.388 | -10.8637 | 0.129 | 54.388 | -1.1 | 0 | 0 | 1 | 3.388 | -5.9649 | 0.143 | 54.388 | -0.933 | 1 | 74.184 | 0 | 0 | 0.05
PI9000-3832.1 | PI9000-3832 | PI9000-3588 | 1 | 675 | Rainfall_100yr | Rainfall | 0 | 0 | 1602247.75 | 9.903 | 62.148 | 0.462 | 59.018 | 4.67 | 0 | 0 | 2 | 9.923 | 62.1371 | 0.582 | 59.398 | 4.667 | 2 | 55.117 | 0 | 0 | 1602292.13
PI9000-3588.1 | PI9000-3588 | PI9000-3241 | 1 | 675 | Rainfall_100yr | Rainfall | 0 | 0 | 1836457.75 | 9.474 | 71.6115 | 0.99 | 58.407 | 5.648 | 0 | 0 | 2 | 9.852 | 71.6069 | 0.546 | 58.993 | 5.382 | 2 | 34.511 | 0 | 0 | 1836533
PI9000-3241.1 | PI9000-3241 | PI9000-2630 | 1 | 675 | Rainfall_100yr | Rainfall | 0 | 0 | 1931094.5 | 11.81 | 74.965 | 0.084 | 57.021 | 5.581 | 0 | 0 | 1 | 9.403 | 74.9493 | 1.247 | 58.461 | 6.486 | 1 | 113.765 | 0 | 0 | 1932800.25
PI9000-2630.1 | PI9000-2630 | PI9000-2557 | 1 | 675 | Rainfall_100yr | Rainfall | 0 | 0 | 2290133.25 | 11.133 | 112.2256 | 0.123 | 57.021 | 8.329 | 0 | 0 | 1 | 9.344 | 112.2256 | 0.819 | 57.531 | 8.402 | 1 | 253.017 | 0 | 0 | 2290391.5
PI9000-2557.1 | PI9000-2557 | PI9000-1943 | 1 | 675 | Rainfall_100yr | Rainfall | 0 | 0 | 2274897.5 | 6.907 | 100.5032 | 0.779 | 53.638 | 7.616 | 0 | 0 | 2 | 8.684 | 100.5019 | 0.755 | 56.66 | 7.549 | 2 | 65.073 | 0 | 0 | 2274985.75
PI9000-1839.1 | PI9000-1839 | PI9000-1722 | 1 | 675 | Rainfall_100yr | Rainfall | 0 | 0 | 2239911.25 | 6.695 | 83.3797 | 0.511 | 52.467 | 6.33 | 0 | 0 | 2 | 6.775 | 83.3821 | 0.729 | 52.837 | 6.327 | 2 | 71.607 | 0 | 0 | 2239935.5
PI9000-1681.1 | PI9000-1681 | CC0900-17460 | 1 | 675 | Rainfall_100yr | Rainfall | 0 | 0 | 2281751.75 | 4.48 | 80.7116 | 0.598 | 46.823 | 6.397 | 0 | 0 | 2 | 6.084 | 80.8259 | 0.75 | 51.837 | 6.152 | 2 | 64.603 | 0 | 0 | 2286043.75
PI9000-1722.1 | PI9000-1722 | PI9000-1681 | 1 | 675 | Rainfall_100yr | Rainfall | 0 | 0 | 2277888.25 | 6.179 | 79.0099 | 0.702 | 51.906 | 6.019 | 0 | 0 | 2 | 6.297 | 79.0109 | 0.632 | 52.017 | 6.015 | 2 | 0 | 0 | 0 | 2277901.25
PI9500-2873.1 | PI9500-2873 | PI9500-2401 | 1 | 675 | Rainfall_100yr | Rainfall | 0 | 0 | 0 | 0.2 | 0 | 0 | 85.93 | 0 | 0 | 0 | 0.05 | 0.2 | 0 | 0 | 87.11 | 0 | 0 | 71.783 | 0 | 0 | 0
PI9500-2924.1 | PI9500-2924 | PI9500-2873 | 1 | 675 | Rainfall_100yr | Rainfall | 0 | 0 | 0 | 0.4 | 0 | 0 | 87.31 | 0 | 0 | 0 | 0.1 | 0.4 | 0 | 0 | 88.42 | 0 | 0 | 211.297 | 0 | 0 | 0
PI9500-1726.1 | PI9500-1726 | PI9500-1119 | 1 | 675 | Rainfall_100yr | Rainfall | 0 | 0 | 0.01 | 1.077 | -0.34258 | 0.085 | 81.487 | -0.26 | 0 | 0 | 0.27 | 0.2 | 0 | 0 | 83.04 | 0 | 0 | 90.902 | 0 | 0 | 0
PI9500-2401.1 | PI9500-2401 | PI9500-1726 | 1 | 675 | Rainfall_100yr | Rainfall | 0 | 0 | 0 | 0.2 | 0 | 0 | 83.04 | 0 | 0 | 0 | 0.05 | 0.2 | 0 | 0 | 85.93 | 0 | 0 | 94.003 | 0 | 0 | 0
PI9500-1119.1 | PI9500-1119 | PI9500-575 | 1 | 675 | Rainfall_100yr | Rainfall | 0 | 0 | -17.68 | 3.977 | -3.2154 | 0.027 | 81.487 | -0.293 | 0 | 0 | 0.99 | 1.077 | -0.37317 | 0.113 | 81.487 | -0.326 | 1 | 104.926 | 0 | 0 | 0.01
PI9600-763.1 | PI9600-763 | PI9600-33 | 1 | 675 | Rainfall_100yr | Rainfall | 0 | 0 | 1158337.88 | 13.801 | 76.8222 | 0.142 | 87.572 | 5.629 | 0 | 0 | 1 | 12.834 | 76.8507 | 0.922 | 89.68 | 5.657 | 1 | 93.192 | 0 | 0 | 1163941.88
PI1503-3920.1 | PI1503-3920 | PI1503-3801 | 1 | 675 | Rainfall_100yr | Rainfall | 0 | 0 | 39428.45 | 4.292 | 0.56388 | 0.971 | 60.943 | 5.287 | 0 | 0 | 2 | 12.379 | 0.53622 | 1.24 | 69.304 | 2.882 | 2 | 0.096 | 0 | 0 | 39471.21
PI7700-53.1 | PI7700-53 | CC0901-3175 | 1 | 675 | Rainfall_100yr | Rainfall | 0 | 0 | 6132231.5 | 8.928 | 174.6422 | 0.367 | 28.082 | 10.427 | 0 | 0 | 1 | 5.33 | 174.6445 | 3.776 | 28.603 | 18.083 | 1 | 542.07 | 0 | 0 | 6132253
PI7701-595.1 | PI7701-595 | PI7700-53 | 1 | 675 | Rainfall_100yr | Rainfall | 0 | 0 | 265709.84 | 5.892 | 36.1717 | 0.082 | 27.523 | 2.185 | 0 | 0 | 1 | 1.349 | 35.8111 | 1.661 | 30.09 | 8.938 | 1 | 196.446 | 0 | 0 | 265763.97
PI7701-660.1 | PI7701-660 | PI7701-595 | 1 | 675 | Rainfall_100yr | Rainfall | 0 | 0 | 265709.19 | 1.709 | 35.7006 | 1.026 | 29.854 | 6.445 | 0 | 0 | 0.38 | 1.519 | 35.7021 | 1.343 | 30.408 | 7.564 | 0 | 173.534 | 0 | 0 | 265709.19
PI7701-807.1 | PI7701-807 | PI7701-660 | 1 | 675 | Rainfall_100yr | Rainfall | 0 | 0 | 265709.19 | 1.777 | 35.7023 | 0.967 | 30.358 | 6.116 | 0 | 0 | 0.39 | 1.382 | 35.7086 | 1.528 | 32.035 | 8.612 | 0 | 198.345 | 0 | 0 | 265709.19
PI6800-2064.1 | PI6800-2064 | PI6800-2010 | 1 | 675 | Rainfall_100yr | Rainfall | 0 | 0 | 48358.76 | 9.262 | 6.187 | 0.818 | 26.701 | 4.98 | 0 | 0 | 2 | 9.647 | 6.2394 | 0.664 | 27.226 | 4.645 | 2 | 1.755 | 0 | 0 | 48358.96
CC0400-0.1 | CC0400-0 | PI0601-238 | 1 | 675 | Rainfall_100yr | Rainfall | 0 | 0 | -563898.06 | 7.572 | -36.964 | 0.31 | 49.493 | -2.219 | 0 | 0 | 1 | 7.403 | -36.9633 | 0.588 | 49.474 | -2.292 | 1 | 98.337 | 0 | 0 | -563867.56
PI9500-575.1 | PI9500-575 | PI9500-252 | 1 | 675 | Rainfall_100yr | Rainfall | 0 | 0 | 681680.38 | 7.92 | 56.8175 | 0.143 | 81.296 | 3.405 | 0 | 0 | 1 | 3.92 | 56.7839 | 0.812 | 81.658 | 3.902 | 1 | 227.31 | 0 | 0 | 683644.5
PI9500-252.1 | PI9500-252 | PI9400-0 | 1 | 675 | Rainfall_100yr | Rainfall | 0 | 0 | 1837084.75 | 9.402 | 130.1849 | 0.097 | 81.228 | 5.239 | 0 | 0 | 1 | 7.804 | 130.185 | 0.215 | 81.433 | 5.261 | 1 | 413.852 | 0 | 0 | 1839579.25
PI5400-1687.1 | PI5400-1687 | PI5400-1019 | 1 | 675 | Rainfall_100yr | Rainfall | 0 | 0 | 1943878.75 | 6.153 | 136.8808 | 0.546 | 104.795 | 7.004 | 0 | 0 | 2 | 6.644 | 136.9514 | 0.698 | 106.516 | 6.711 | 2 | 111.23 | 0 | 0 | 1955227.25
PI5400-2227.1 | PI5400-2227 | PI5400-2027 | 1 | 675 | Rainfall_100yr | Rainfall | 0 | 0 | 1959948.5 | 7.128 | 137.127 | 0.683 | 107.631 | 6.71 | 0 | 0 | 2 | 7.404 | 137.1497 | 0.643 | 108.173 | 6.704 | 2 | 92.092 | 0 | 0 | 1962147.5
PI5400-2027.1 | PI5400-2027 | PI5400-1687 | 1 | 675 | Rainfall_100yr | Rainfall | 0 | 0 | 1955373.13 | 6.755 | 137.0191 | 0.659 | 106.627 | 6.713 | 0 | 0 | 2 | 7.017 | 137.0544 | 0.726 | 107.516 | 6.708 | 2 | 111.23 | 0 | 0 | 1959830
PI6600-847.1 | PI6600-847 | PI6600-498 | 1 | 675 | Rainfall_100yr | Rainfall | 0 | 0 | 3170707.75 | 9.464 | 112.5303 | 0.508 | 16.529 | 5.459 | 0 | 0 | 1 | 9.234 | 112.5433 | 0.816 | 17.173 | 5.463 | 1 | 130.203 | 0 | 0 | 3170752.5
PI6600-1421.1 | PI6600-1421 | PI6600-979 | 1 | 675 | Rainfall_100yr | Rainfall | 0 | 0 | 3025692.25 | 9.4 | 100.4318 | 0.662 | 17.441 | 4.878 | 0 | 0 | 2 | 9.527 | 100.4189 | 0.601 | 18.089 | 4.875 | 2 | 89.301 | 0 | 0 | 3025762.75
PI6600-1567.1 | PI6600-1567 | PI6600-1421 | 1 | 675 | Rainfall_100yr | Rainfall | 0 | 0 | 3002401.75 | 9.589 | 99.2236 | 0.573 | 18.117 | 4.816 | 0 | 0 | 2 | 9.604 | 99.2186 | 0.587 | 18.312 | 4.815 | 2 | 91.537 | 0 | 0 | 3002424.5
PI0500-9959.1 | PI0500-9959 | PI0500-8510 | 1 | 675 | Rainfall_100yr | Rainfall | 0 | 0 | 13581595 | 11.085 | 238.6382 | 0.579 | 36.987 | 5.825 | 0 | 0 | 2 | 10.559 | 238.6323 | 0.601 | 38.144 | 5.8 | 2 | 88.702 | 0 | 0 | 13615689
PI5400-822.1 | PI5400-822 | PI5400-124 | 1 | 675 | Rainfall_100yr | Rainfall | 0 | 0 | 1912376.38 | 10.361 | 135.9218 | 0.876 | 102.991 | 6.661 | 0 | 0 | 1 | 7.323 | 136.2976 | 1.135 | 102.994 | 8.858 | 1 | 171.404 | 0 | 0 | 1926564.25
PI5300-2224.1 | PI5300-2224 | CC0303-3479 | 1 | 675 | Rainfall_100yr | Rainfall | 0 | 0 | 485370.06 | 3.058 | 7.5031 | 1.19 | 93.667 | 3.919 | 0 | 0 | 2 | 13.541 | 7.5328 | 0.556 | 105.569 | 2.888 | 2 | 2.648 | 0 | 0 | 490062.5
PI7400-85.1 | PI7400-85 | CC0901-1062 | 1 | 675 | Rainfall_100yr | Rainfall | 0 | 0 | 78208.55 | 0.861 | 8.9755 | 1.518 | 24.609 | 6.934 | 0 | 0 | 0.43 | 0.861 | 8.9756 | 1.521 | 25.609 | 6.934 | 0 | 24.52 | 0 | 0 | 78208.55
PI6600-1738.2 | PI6600-1738 | PI6600-1567 | 2 | 675 | Rainfall_100yr | Rainfall | 0 | 0 | 2969458.5 | 9.659 | 97.5908 | 0.559 | 18.324 | 4.736 | 0 | 0 | 2 | 9.651 | 97.5882 | 0.585 | 18.527 | 4.736 | 2 | 91.327 | 0 | 0 | 2969484.75
PI5400-2281.1 | PI5400-2281 | PI5400-2227 | 1 | 675 | Rainfall_100yr | Rainfall | 0 | 0 | 1296788.88 | 7.913 | 78.7757 | 0.347 | 108.193 | 3.852 | 0 | 0 | 1 | 7.685 | 78.772 | 0.504 | 108.235 | 3.854 | 1 | 184.086 | 0 | 0 | 1297313.25
PI5400-2567.1 | PI5400-2567 | PI5400-2281 | 1 | 675 | Rainfall_100yr | Rainfall | 0 | 0 | 1297408.75 | 7.717 | 78.7266 | 0.489 | 108.267 | 3.852 | 0 | 0 | 1 | 7.577 | 78.7072 | 0.561 | 108.489 | 3.915 | 1 | 92.329 | 0 | 0 | 1299737.5
PI5400-2601.1 | PI5400-2601 | PI5400-2567 | 1 | 675 | Rainfall_100yr | Rainfall | 0 | 0 | 1299724.63 | 7.609 | 78.6616 | 0.541 | 108.522 | 3.886 | 0 | 0 | 1 | 7.595 | 78.6593 | 0.547 | 108.55 | 3.916 | 1 | 89.635 | 0 | 0 | 1299965.75
PI1300-3288.1 | PI1300-3288 | PI1300-2994 | 1 | 675 | Rainfall_100yr | Rainfall | 0 | 0 | 2027357.38 | 9.128 | 58.7679 | 0.742 | 32.719 | 4.244 | 0 | 0 | 1 | 8.453 | 58.7621 | 0.848 | 32.785 | 5.093 | 1 | 168.461 | 0 | 0 | 2027690.25
PI1300-3388.1 | PI1300-3388 | PI1300-3288 | 1 | 675 | Rainfall_100yr | Rainfall | 0 | 0 | 2027709.5 | 8.464 | 58.747 | 0.781 | 32.795 | 4.832 | 0 | 0 | 1 | 8.147 | 58.745 | 0.903 | 32.818 | 5.352 | 1 | 195.412 | 0 | 0 | 2027816.25
PI1300-3690.1 | PI1300-3690 | PI1300-3388 | 1 | 675 | Rainfall_100yr | Rainfall | 0 | 0 | 1913623.38 | 8.158 | 58.7299 | 0.823 | 32.821 | 5.041 | 0 | 0 | 1 | 7.194 | 58.7201 | 0.986 | 32.885 | 6.045 | 1 | 195.412 | 0 | 0 | 1913925.25
PI6200-1144.1 | PI6200-1144 | CC0600-0 | 1 | 675 | Rainfall_100yr | Rainfall | 0 | 0 | 1551271 | 9.986 | 133.3928 | 4.113 | 102.986 | 18.523 | 0 | 0 | 1 | 2.143 | 133.518 | 5.374 | 115.92 | 29.721 | 1 | 1214.763 | 0 | 0 | 1552457.25
PI7707-60.1 | PI7707-60 | PI7700-4519 | 1 | 675 | Rainfall_100yr | Rainfall | 0 | 0 | 27838.75 | 6.345 | 1.5613 | 0.351 | 42.731 | 4.55 | 0 | 0 | 2 | 7.031 | 1.5701 | 1.002 | 44.061 | 2.765 | 2 | 0.582 | 0 | 0 | 27841.39
PI7706-47.1 | PI7706-47 | PI7700-4519 | 1 | 675 | Rainfall_100yr | Rainfall | 0 | 0 | 23660.38 | 6.345 | 1.8034 | 0.395 | 42.748 | 5.168 | 0 | 0 | 2 | 7.3 | 1.8116 | 1.098 | 44.343 | 2.9 | 2 | 0.659 | 0 | 0 | 23662.44
PI780701-370.1 | PI780701-370 | PI780701-328 | 1 | 675 | Rainfall_100yr | Rainfall | 0 | 0 | 18279.49 | 6.362 | 0.99096 | 0.692 | 45.103 | 3.439 | 0 | 0 | 2 | 5.325 | 1.0054 | 1.866 | 45.334 | 5.272 | 2 | 0.978 | 0 | 0 | 18279.49
PI7717-63.1 | PI7717-63 | PI7700-10687 | 1 | 675 | Rainfall_100yr | Rainfall | 0 | 0 | 79671.75 | 3.52 | 5.8891 | 0.325 | 63.459 | 6.734 | 0 | 0 | 2 | 3.862 | 5.8896 | 0.538 | 64.186 | 5.969 | 2 | 1.795 | 0 | 0 | 79688.17
PI780401-255.1 | PI780401-255 | PI7804-754 | 1 | 675 | Rainfall_100yr | Rainfall | 0 | 0 | 39924.94 | 6.118 | 0.84054 | 1.01 | 38.124 | 4.513 | 0 | 0 | 2 | 6.109 | 0.83976 | 0.678 | 39.114 | 1.978 | 2 | 0.351 | 0 | 0 | 39924.94
PI8601-649.1 | PI8601-649 | PI8601-312 | 1 | 675 | Rainfall_100yr | Rainfall | 0 | 0 | 16406.14 | 4.904 | 0.46974 | 0.467 | 36.586 | 1.58 | 0 | 0 | 2 | 4.959 | 0.51844 | 0.82 | 38.617 | 2.392 | 2 | 0.43 | 0 | 0 | 16406.15
PI8500-2345.1 | PI8500-2345 | PI8500-2059 | 1 | 675 | Rainfall_100yr | Rainfall | 0 | 0 | 30859.03 | 5.179 | 0.73394 | 1.108 | 37.504 | 4.048 | 0 | 0 | 2 | 2.871 | 0.73407 | 1.114 | 38.254 | 3.242 | 2 | 0.58 | 0 | 0 | 30859.12
PI6500-3059.1 | PI6500-3059 | PI6500-2876 | 1 | 675 | Rainfall_100yr | Rainfall | 0 | 0 | 3069000.75 | 11.124 | 78.1666 | 0.43 | 16.116 | 4.029 | 0 | 0 | 1 | 11.02 | 78.9344 | 0.425 | 16.113 | 4.032 | 1 | 99.114 | 0 | 0 | 3069773.75
PI6500-2876.1 | PI6500-2876 | PI6500-2454 | 1 | 675 | Rainfall_100yr | Rainfall | 0 | 0 | 3295184.75 | 11.239 | 86.3828 | 0.65 | 16.131 | 5.395 | 0 | 0 | 2 | 11.124 | 88.2739 | 0.479 | 16.096 | 4.66 | 2 | 58.287 | 0 | 0 | 3297164.5
PI0800-5462.1 | PI0800-5462 | PI0800-5363 | 1 | 675 | Rainfall_100yr | Rainfall | 0 | 0 | 6697503 | 11.103 | 167.6379 | 0.243 | 25.144 | 5.662 | 0 | 0 | 2 | 11.243 | 167.6378 | 0.238 | 25.3 | 5.661 | 2 | 52.741 | 0 | 0 | 6699970.5
PI0800-7023.1 | PI0800-7023 | PI0800-6886 | 1 | 675 | Rainfall_100yr | Rainfall | 0 | 0 | 5261033.5 | 10.899 | 142.8902 | 0.9 | 26.356 | 4.838 | 0 | 0 | 1 | 10.604 | 142.887 | 0.784 | 26.405 | 4.84 | 1 | 212.077 | 0 | 0 | 5262990.5
PI6500-1083.1 | PI6500-1083 | PI6500-323 | 1 | 675 | Rainfall_100yr | Rainfall | 0 | 0 | 3748071.5 | 15.504 | 88.1704 | 0.555 | 15.717 | 5.16 | 0 | 0 | 1 | 15.319 | 97.2231 | 0.55 | 16.173 | 5.025 | 1 | 93.644 | 0 | 0 | 3784624
PI6600-462.1 | PI6600-462 | PI6500-4097 | 1 | 675 | Rainfall_100yr | Rainfall | 0 | 0 | 2877658.5 | 9.968 | 77.1621 | 0.432 | 16.039 | 3.952 | 0 | 0 | 1 | 9.554 | 78.9819 | 0.5 | 16.025 | 4.155 | 1 | 124.577 | 0 | 0 | 2877758.25
PI6500-2454.1 | PI6500-2454 | PI6500-2003 | 1 | 675 | Rainfall_100yr | Rainfall | 0 | 0 | 3347647.25 | 12.013 | 85.7883 | 0.601 | 16.162 | 5.178 | 0 | 0 | 1 | 11.237 | 88.107 | 0.694 | 16.136 | 5.692 | 1 | 172.775 | 0 | 0 | 3350767.25
PI6500-2003.1 | PI6500-2003 | PI6500-1693 | 1 | 675 | Rainfall_100yr | Rainfall | 0 | 0 | 3438158.25 | 12.322 | 86.8794 | 0.776 | 16.173 | 5.862 | 0 | 0 | 1 | 12.01 | 88.6235 | 0.64 | 16.171 | 5.508 | 1 | 133.941 | 0 | 0 | 3441238.5
PI6500-3592.1 | PI6500-3592 | PI6500-3260 | 1 | 675 | Rainfall_100yr | Rainfall | 0 | 0 | 3022577.75 | 10.52 | 78.3497 | 0.65 | 16.103 | 4.403 | 0 | 0 | 2 | 10.451 | 79.8876 | 0.443 | 16.083 | 4.143 | 2 | 51.965 | 0 | 0 | 3023119.5
PI6500-3260.1 | PI6500-3260 | PI6500-3059 | 1 | 675 | Rainfall_100yr | Rainfall | 0 | 0 | 3021983.25 | 11.024 | 77.4002 | 0.413 | 16.106 | 3.905 | 0 | 0 | 1 | 10.518 | 78.3034 | 0.686 | 16.1 | 4.486 | 1 | 211.255 | 0 | 0 | 3022549.5
PI6500-4097.1 | PI6500-4097 | PI6500-3719 | 1 | 675 | Rainfall_100yr | Rainfall | 0 | 0 | 2876534 | 10.126 | 75.5603 | 0.565 | 16.066 | 4.129 | 0 | 0 | 1 | 9.968 | 77.1239 | 0.443 | 16.039 | 4.003 | 1 | 78.584 | 0 | 0 | 2876678
PI6500-278.1 | PI6500-278 | CC0900-2772 | 1 | 675 | Rainfall_100yr | Rainfall | 0 | 0 | 3916470.25 | 8.009 | 135.7304 | 0.998 | 22.211 | 11.699 | 0 | 0 | 2 | 8.721 | 106.1526 | 0.675 | 23.217 | 8.073 | 2 | 48.798 | 0 | 0 | 3917602.5
PI0800-5965.1 | PI0800-5965 | PI0800-5720 | 1 | 675 | Rainfall_100yr | Rainfall | 0 | 0 | 6688184 | 11.777 | 167.2255 | 0.09 | 25.5 | 2.82 | 0 | 0 | 2 | 11.803 | 167.2249 | 0.083 | 25.596 | 2.82 | 2 | 71.6 | 0 | 0 | 6700224.5
PI0800-6118.1 | PI0800-6118 | PI0800-5965 | 1 | 675 | Rainfall_100yr | Rainfall | 0 | 0 | 5662580.5 | 11.824 | 145.1766 | 0.199 | 25.692 | 4.911 | 0 | 0 | 2 | 11.89 | 145.1752 | 0.197 | 25.788 | 4.909 | 2 | 59.259 | 0 | 0 | 5666313
PI0800-6393.1 | PI0800-6393 | PI0800-6118 | 1 | 675 | Rainfall_100yr | Rainfall | 0 | 0 | 5618373.5 | 11.924 | 144.8134 | 0.102 | 25.818 | 4.896 | 0 | 0 | 1 | 11.405 | 144.8107 | 0.489 | 25.99 | 4.9 | 1 | 212.138 | 0 | 0 | 5624584.5
PI0800-5132.1 | PI0800-5132 | PI0800-5082 | 1 | 675 | Rainfall_100yr | Rainfall | 0 | 0 | 6996096 | 8.029 | 184.7772 | 0.345 | 24.623 | 3.558 | 0 | 0 | 1 | 8.563 | 184.7787 | 0.268 | 24.64 | 3.14 | 1 | -431.068 | 0 | 0 | 6997014
PI0800-5262.1 | PI0800-5262 | PI0800-5132 | 1 | 675 | Rainfall_100yr | Rainfall | 0 | 0 | 6994855 | 8.587 | 183.5691 | 0.265 | 24.663 | 3.12 | 0 | 0 | 1 | 9.984 | 183.5756 | 0.132 | 24.707 | 3.11 | 1 | -431.068 | 0 | 0 | 6998705
PI0800-7526.1 | PI0800-7526 | PI0800-7165 | 1 | 675 | Rainfall_100yr | Rainfall | 0 | 0 | -122400.16 | 10.303 | -36.4428 | 0.334 | 26.407 | -2.716 | 0 | 0 | 1 | 10.251 | -36.4426 | 0.083 | 26.175 | -2.716 | 1 | -32.063 | 0 | 0 | -119191.91
PI0801-478.1 | PI0801-478 | PI0800-2168 | 1 | 675 | Rainfall_100yr | Rainfall | 0 | 0 | 4616301 | 11.798 | 96.6703 | 0.632 | 23.112 | 3.92 | 0 | 0 | 1 | 11.637 | 97.3514 | 0.583 | 23.301 | 4.033 | 1 | 114.669 | 0 | 0 | 4622266
PI6600-498.1 | PI6600-498 | PI6600-462 | 1 | 675 | Rainfall_100yr | Rainfall | 0 | 0 | 2973211.75 | 9.554 | 81.526 | 0.458 | 16.077 | 3.776 | 0 | 0 | 1 | 9.42 | 81.5258 | 0.539 | 16.083 | 3.928 | 1 | 264.146 | 0 | 0 | 2973216.5
PI0800-2656.1 | PI0800-2656 | PI0800-2168 | 1 | 675 | Rainfall_100yr | Rainfall | 0 | 0 | 2420028.75 | 11.798 | 91.3786 | 0.125 | 23.125 | 3.083 | 0 | 0 | 1 | 10.793 | 91.3744 | 0.101 | 23.341 | 3.09 | 1 | 211.905 | 0 | 0 | 2424851.25
PI0800-2997.1 | PI0800-2997 | PI0800-2656 | 1 | 675 | Rainfall_100yr | Rainfall | 0 | 0 | 2424934 | 10.819 | 91.3671 | 0.08 | 23.367 | 3.089 | 0 | 0 | 1 | 10.12 | 91.3641 | 0.094 | 23.518 | 3.094 | 1 | 211.412 | 0 | 0 | 2426372.5
PI0800-1728.1 | PI0800-1728 | PI0800-1386 | 1 | 675 | Rainfall_100yr | Rainfall | 0 | 0 | 7024300 | 10.827 | 177.5056 | 0.576 | 21.95 | 6.004 | 0 | 0 | 1 | 10.544 | 177.503 | 0.854 | 22.518 | 6.007 | 1 | 211.158 | 0 | 0 | 7029216
PI0800-1906.1 | PI0800-1906 | PI0800-1728 | 1 | 675 | Rainfall_100yr | Rainfall | 0 | 0 | 7029352.5 | 10.633 | 177.4964 | 0.788 | 22.607 | 6.005 | 0 | 0 | 1 | 11.829 | 177.495 | 0.312 | 22.892 | 5.989 | 1 | -302.594 | 0 | 0 | 7031950
PI0800-2168.1 | PI0800-2168 | PI0800-1906 | 1 | 675 | Rainfall_100yr | Rainfall | 0 | 0 | 7032138.5 | 11.923 | 177.4885 | 0.308 | 22.985 | 5.988 | 0 | 0 | 1 | 11.71 | 177.4864 | 0.527 | 23.421 | 5.99 | 1 | 210.642 | 0 | 0 | 7036178
PI0800-1386.1 | PI0800-1386 | PI0800-967 | 1 | 675 | Rainfall_100yr | Rainfall | 0 | 0 | 7016648 | 10.375 | 177.5155 | 0.446 | 21.169 | 6.011 | 0 | 0 | 2 | 10.738 | 177.5122 | 0.591 | 21.861 | 6.005 | 2 | 118.867 | 0 | 0 | 7024116
PI0800-634.1 | PI0800-634 | PI0800-536 | 1 | 675 | Rainfall_100yr | Rainfall | 0 | 0 | 7042548.5 | 9.735 | 178.4633 | 0.581 | 20.196 | 6.053 | 0 | 0 | 2 | 9.828 | 178.4658 | 0.589 | 20.359 | 6.051 | 2 | 113.2 | 0 | 0 | 7044549.5
PI0800-827.1 | PI0800-827 | PI0800-634 | 1 | 675 | Rainfall_100yr | Rainfall | 0 | 0 | 7010073 | 9.919 | 177.5321 | 0.559 | 20.443 | 6.018 | 0 | 0 | 1 | 9.758 | 177.5306 | 0.831 | 20.763 | 6.02 | 1 | 211.228 | 0 | 0 | 7013717
PI0800-967.1 | PI0800-967 | PI0800-827 | 1 | 675 | Rainfall_100yr | Rainfall | 0 | 0 | 7013907 | 9.848 | 177.5235 | 0.772 | 20.852 | 6.019 | 0 | 0 | 1 | 10.286 | 177.5224 | 0.456 | 21.08 | 6.012 | 1 | -164.042 | 0 | 0 | 7016445.5
PI0800-536.1 | PI0800-536 | Reach_A_US | 1 | 675 | Rainfall_100yr | Rainfall | 0 | 0 | 7031065.5 | 9.14 | 178.4274 | 0.535 | 19.229 | 6.06 | 0 | 0 | 2 | 9.639 | 178.4414 | 0.598 | 20.1 | 6.053 | 2 | 113.2 | 0 | 0 | 7042327
PI0800-4962.1 | PI0800-4962 | PI0801-2821 | 1 | 675 | Rainfall_100yr | Rainfall | 0 | 0 | 4640121 | 10.345 | 100.911 | 0.615 | 24.5 | 4.856 | 0 | 0 | 1 | 10.218 | 101.0355 | 0.721 | 24.524 | 5.04 | 1 | 214.368 | 0 | 0 | 4640258
PI0801-1501.1 | PI0801-1501 | PI0801-517 | 1 | 675 | Rainfall_100yr | Rainfall | 0 | 0 | 4622961.5 | 11.636 | 97.4677 | 0.581 | 23.429 | 3.917 | 0 | 0 | 2 | 11.574 | 98.7479 | 0.542 | 23.818 | 3.902 | 2 | 90.565 | 0 | 0 | 4632436
PI0800-5082.1 | PI0800-5082 | PI0800-4962 | 1 | 675 | Rainfall_100yr | Rainfall | 0 | 0 | 6973485 | 6.719 | 184.9318 | 0.805 | 24.552 | 6.206 | 0 | 0 | 1 | 8.004 | 184.9467 | 0.352 | 24.59 | 3.599 | 1 | -431.068 | 0 | 0 | 6974528
PI0800-4962.2 | PI0800-4962 | PI0800-4783 | 2 | 675 | Rainfall_100yr | Rainfall | 0 | 0 | 2365800.5 | 7 | 104.8075 | 0.803 | 24.412 | 4.149 | 0 | 0 | 1 | 6.662 | 104.8491 | 0.762 | 24.479 | 4.845 | 1 | 200.43 | 0 | 0 | 2365800.5
PI0801-2821.1 | PI0801-2821 | PI0801-2270 | 1 | 675 | Rainfall_100yr | Rainfall | 0 | 0 | 4638256 | 11.411 | 99.8009 | 0.552 | 24.185 | 3.957 | 0 | 0 | 1 | 10.251 | 100.8862 | 0.886 | 24.406 | 5.611 | 1 | 211.887 | 0 | 0 | 4640082.5
PI0800-4783.1 | PI0800-4783 | PI0800-4740 | 1 | 675 | Rainfall_100yr | Rainfall | 0 | 0 | 2379804 | 7.259 | 96.719 | 0.454 | 24.38 | 3.719 | 0 | 0 | 1 | 7.235 | 96.7202 | 0.461 | 24.397 | 3.753 | 1 | 128.774 | 0 | 0 | 2379804
PI0800-3641.1 | PI0800-3641 | PI0800-2997 | 1 | 675 | Rainfall_100yr | Rainfall | 0 | 0 | 2426407.25 | 10.146 | 91.3565 | 0.094 | 23.544 | 3.094 | 0 | 0 | 1 | 8.046 | 91.3512 | 0.43 | 23.831 | 3.108 | 1 | 257.785 | 0 | 0 | 2426594.25
PI0800-3920.1 | PI0800-3920 | PI0800-3641 | 1 | 675 | Rainfall_100yr | Rainfall | 0 | 0 | 2426594.25 | 8.07 | 91.3459 | 0.422 | 23.855 | 3.107 | 0 | 0 | 1 | 7.16 | 91.3444 | 0.939 | 23.981 | 4.756 | 1 | 257.785 | 0 | 0 | 2426594.25
PI0800-4740.1 | PI0800-4740 | PI0800-3920 | 1 | 675 | Rainfall_100yr | Rainfall | 0 | 0 | 2426594.25 | 7.184 | 91.3399 | 0.852 | 24.005 | 4.478 | 0 | 0 | 2 | 7.229 | 91.3418 | 0.469 | 24.373 | 3.775 | 2 | 83.843 | 0 | 0 | 2426594.25
PI0801-1780.1 | PI0801-1780 | PI0801-1501 | 1 | 675 | Rainfall_100yr | Rainfall | 0 | 0 | 4632540.5 | 11.595 | 98.7763 | 0.529 | 23.839 | 3.868 | 0 | 0 | 1 | 11.515 | 99.1213 | 0.563 | 23.949 | 3.924 | 1 | 110.533 | 0 | 0 | 4634777.5
PI0801-2270.1 | PI0801-2270 | PI0801-1780 | 1 | 675 | Rainfall_100yr | Rainfall | 0 | 0 | 4634872 | 11.536 | 99.1491 | 0.546 | 23.97 | 3.889 | 0 | 0 | 1 | 11.39 | 99.7737 | 0.57 | 24.164 | 3.995 | 1 | 111.573 | 0 | 0 | 4638177.5
PI0800-7771.1 | PI0800-7771 | PI0800-7526 | 1 | 675 | Rainfall_100yr | Rainfall | 0 | 0 | 1267557.75 | 10.23 | 51.9688 | 0.08 | 26.272 | 3.874 | 0 | 0 | 1 | 9.942 | 51.9688 | 0.491 | 26.595 | 3.879 | 1 | 71.672 | 0 | 0 | 1269531.5
PI0800-6710.1 | PI0800-6710 | PI0800-6424 | 1 | 675 | Rainfall_100yr | Rainfall | 0 | 0 | 5548714 | 12.088 | 143.8671 | 0.115 | 26.081 | 4.86 | 0 | 0 | 1 | 11.555 | 143.8645 | 0.37 | 26.269 | 4.864 | 1 | 212.388 | 0 | 0 | 5555026.5
PI0800-5720.1 | PI0800-5720 | PI0800-5462 | 1 | 675 | Rainfall_100yr | Rainfall | 0 | 0 | 6700240 | 11.327 | 167.6368 | 0.232 | 25.384 | 5.659 | 0 | 0 | 2 | 11.693 | 167.6365 | 0.156 | 25.789 | 5.655 | 2 | 52.741 | 0 | 0 | 6706642.5
PI7818-457.1 | PI7818-457 | PI7800-8992 | 1 | 675 | Rainfall_100yr | Rainfall | 0 | 0 | 24436.15 | 4.757 | 0.71887 | 0.153 | 49.134 | 1.19 | 0 | 0 | 2 | 5.549 | 0.71463 | 0.446 | 50.564 | 1.138 | 2 | 0.452 | 0 | 0 | 24489.26
PI7815-463.1 | PI7815-463 | PI7800-8622 | 1 | 675 | Rainfall_100yr | Rainfall | 0 | 0 | 18854.77 | 4.665 | 0.77052 | 0.113 | 47.886 | 1.298 | 0 | 0 | 2 | 5.209 | 0.77436 | 0.568 | 49.588 | 1.331 | 2 | 0.605 | 0 | 0 | 18900.59
PI7901-778.1 | PI7901-778 | PI7901-274 | 1 | 675 | Rainfall_100yr | Rainfall | 0 | 0 | 28017.72 | 7.813 | 0.92496 | 0.481 | 48.407 | 1.597 | 0 | 0 | 2 | 6.687 | 0.91711 | 0.673 | 48.941 | 2.05 | 2 | 0.694 | 0 | 0 | 28017.73
PI8008-889.1 | PI8008-889 | PI8008-668 | 1 | 675 | Rainfall_100yr | Rainfall | 0 | 0 | 22753.14 | 7.3 | 1.0662 | 0.423 | 57.683 | 1.37 | 0 | 0 | 1 | 5.594 | 1.0671 | 1.43 | 59.346 | 3.456 | 1 | 1.49 | 0 | 0 | 22753.14
PI780701-328.1 | PI780701-328 | PI7807-748 | 1 | 675 | Rainfall_100yr | Rainfall | 0 | 0 | 20941.23 | 7.188 | 0.95867 | 0.518 | 44.148 | 2.078 | 0 | 0 | 2 | 6.355 | 1.0526 | 0.865 | 45.101 | 2.845 | 2 | 0.892 | 0 | 0 | 20941.26
PI7901-274.1 | PI7901-274 | PI7809-649 | 1 | 675 | Rainfall_100yr | Rainfall | 0 | 0 | 63850.92 | 8.066 | 1.8034 | 0.967 | 47.753 | 4.165 | 0 | 0 | 2 | 7.812 | 1.8072 | 0.679 | 48.41 | 2.466 | 2 | 0.696 | 0 | 0 | 63851.08
PI8601-709.1 | PI8601-709 | PI8601-649 | 1 | 675 | Rainfall_100yr | Rainfall | 0 | 0 | 16233.66 | 4.965 | 0.54782 | 0.551 | 38.618 | 1.635 | 0 | 0 | 1 | 4.702 | 0.5586 | 0.889 | 38.711 | 2.385 | 1 | 0.925 | 0 | 0 | 16233.67
PI5800-10045.1 | PI5800-10045 | PI5800-9509 | 1 | 675 | Rainfall_100yr | Rainfall | 0 | 0 | 264538.63 | 3.469 | 26.574 | 0.959 | 88.732 | 8.097 | 0 | 0 | 2 | 5.738 | 26.6573 | 1.364 | 95.454 | 7.669 | 2 | 20.781 | 0 | 0 | 264539.56
PI8414-45.1 | PI8414-45 | PI8400-4081 | 1 | 675 | Rainfall_100yr | Rainfall | 0 | 0 | 38950.8 | 5.237 | 2.4577 | 0.666 | 39.662 | 4.604 | 0 | 0 | 2 | 5.466 | 2.4908 | 0.661 | 40.08 | 3.826 | 2 | 0.697 | 0 | 0 | 38950.87
PI7700-10545.1 | PI7700-10545 | PI7700-10567 | 1 | 675 | Rainfall_100yr | Rainfall | 0 | 0 | 215148.55 | 4.376 | 11.4174 | 0.953 | 63.237 | 4.217 | 0 | 0 | 1 | 3.464 | 11.5382 | 1.307 | 63.277 | 5.992 | 1 | 20.056 | 0 | 0 | 215170.58
PI790101-302.1 | PI790101-302 | PI7901-274 | 1 | 675 | Rainfall_100yr | Rainfall | 0 | 0 | 23349.51 | 7.813 | 0.81432 | 0.629 | 48.415 | 1.283 | 0 | 0 | 2 | 7.941 | 0.82681 | 0.673 | 49.543 | 1.744 | 2 | 0.696 | 0 | 0 | 23349.51
PI7901-1072.1 | PI7901-1072 | PI7901-778 | 1 | 675 | Rainfall_100yr | Rainfall | 0 | 0 | 20523.2 | 6.689 | 1.0658 | 0.353 | 48.967 | 1.442 | 0 | 0 | 1 | 3.314 | 1.065 | 1.565 | 51.235 | 3.467 | 1 | 1.67 | 0 | 0 | 20523.22
PI790102-225.1 | PI790102-225 | PI7901-778 | 1 | 675 | Rainfall_100yr | Rainfall | 0 | 0 | -2408.94 | 5.681 | -0.53795 | 0.86 | 48.948 | 1.547 | 0 | 0 | 1 | 4.516 | -0.53747 | 0.6 | 48.528 | 1.133 | 1 | 0.694 | 0 | 0 | -2408.94
PI8600-2647.1 | PI8600-2647 | PI8600-2143 | 1 | 675 | Rainfall_100yr | Rainfall | 0 | 0 | 11006.82 | 4.824 | 2.3691 | 0.33 | 42.504 | 2.231 | 0 | 0 | 1 | 4.691 | 2.3835 | 0.902 | 44.77 | 2.7 | 1 | 2.458 | 0 | 0 | 11006.85
PI8601-312.1 | PI8601-312 | PI8600-460 | 1 | 675 | Rainfall_100yr | Rainfall | 0 | 0 | 29406.6 | 4.939 | 0.92046 | 0.282 | 35.595 | 1.951 | 0 | 0 | 2 | 4.9 | 0.93465 | 0.674 | 36.588 | 2.134 | 2 | 0.695 | 0 | 0 | 29406.61
PI8700-2099.1 | PI8700-2099 | PI8700-1858 | 1 | 675 | Rainfall_100yr | Rainfall | 0 | 0 | 36229.36 | 4.092 | 0.84657 | 0.721 | 32.209 | 1.76 | 0 | 0 | 1 | 3.746 | 0.84758 | 0.941 | 33.432 | 2.487 | 1 | 0.972 | 0 | 0 | 36229.37
PI8700-1858.1 | PI8700-1858 | PI8700-1614 | 1 | 675 | Rainfall_100yr | Rainfall | 0 | 0 | 32704.54 | 5.095 | 0.6506 | 0.522 | 31.616 | 1.481 | 0 | 0 | 1 | 4.089 | 0.65582 | 0.942 | 32.192 | 2.359 | 1 | 0.972 | 0 | 0 | 32705.17
PI8700-1614.1 | PI8700-1614 | PI8700-1367 | 1 | 675 | Rainfall_100yr | Rainfall | 0 | 0 | 39988.28 | 5.28 | 0.76924 | 0.637 | 30.982 | 1.713 | 0 | 0 | 2 | 5.093 | 0.77216 | 0.681 | 31.616 | 1.869 | 2 | 0.696 | 0 | 0 | 40053.92
PI8700-1367.1 | PI8700-1367 | PI8700-942 | 1 | 675 | Rainfall_100yr | Rainfall | 0 | 0 | 39639.14 | 5.688 | 0.79233 | 0.08 | 29.987 | 1.353 | 0 | 0 | 2 | 5.277 | 0.79516 | 0.678 | 30.98 | 1.805 | 2 | 0.694 | 0 | 0 | 39813.46
PI5818-210.1 | PI5818-210 | PI5800-7396 | 1 | 675 | Rainfall_100yr | Rainfall | 0 | 0 | 117922.45 | 13.346 | 8.543 | 0.442 | 79.096 | 3.407 | 0 | 0 | 2 | 13.334 | 8.5869 | 0.694 | 79.624 | 3.349 | 2 | 5.277 | 0 | 0 | 117931.75
PI5800-7621.1 | PI5800-7621 | PI5800-7396 | 1 | 675 | Rainfall_100yr | Rainfall | 0 | 0 | 627881.63 | 13.346 | 34.6649 | 0.977 | 79.239 | 6.229 | 0 | 0 | 2 | 13.211 | 34.6407 | 0.804 | 79.668 | 5.49 | 2 | 33.248 | 0 | 0 | 627890.06
PI2300-164.1 | PI2300-164 | CC0200-3326 | 1 | 675 | Rainfall_100yr | Rainfall | 0 | 0 | 297335.44 | 2.997 | 31.7072 | 0.526 | 30.321 | 4.616 | 0 | 0 | 1 | 2.973 | 31.7252 | 0.55 | 30.384 | 4.652 | 1 | 34.446 | 0 | 0 | 297338.56
PI8103-55.1 | PI8103-55 | PI8100-2205 | 1 | 675 | Rainfall_100yr | Rainfall | 0 | 0 | -3258.6 | 2.817 | -0.86339 | 0.881 | 56.573 | 1.743 | 0 | 0 | 1 | 2.261 | -0.86314 | 0.775 | 56.309 | -1.861 | 1 | 0.874 | 0 | 0 | -3258.6
PI8104-37.1 | PI8104-37 | PI8100-2205 | 1 | 675 | Rainfall_100yr | Rainfall | 0 | 0 | 17228.56 | 3.609 | 0.82767 | 0.278 | 56.529 | 1.539 | 0 | 0 | 2 | 3.547 | 0.82757 | 0.413 | 56.562 | 1.521 | 2 | 0.566 | 0 | 0 | 17228.56
PI8100-2205.1 | PI8100-2205 | PI8100-1945 | 1 | 675 | Rainfall_100yr | Rainfall | 0 | 0 | 36146.2 | 2.814 | 0.8836 | 0.726 | 55.206 | 2.737 | 0 | 0 | 2 | 3.587 | 0.88497 | 0.556 | 56.543 | 2.015 | 2 | 0.566 | 0 | 0 | 36146.21
PI8007-372.1 | PI8007-372 | PI8000-3246 | 1 | 675 | Rainfall_100yr | Rainfall | 0 | 0 | 28690.62 | 0.567 | 0.68026 | 0.986 | 53.851 | 3.112 | 0 | 0 | 2 | 1.14 | 0.65235 | 0.453 | 54.932 | 1.669 | 2 | 0.456 | 0 | 0 | 28692.3
PI7700-10687.1 | PI7700-10687 | PI7700-10545 | 1 | 675 | Rainfall_100yr | Rainfall | 0 | 0 | 171810.97 | 3.48 | 9.1567 | 0.777 | 63.293 | 3.398 | 0 | 0 | 2 | 3.513 | 9.1981 | 0.4 | 63.326 | 2.984 | 2 | 0 | 0 | 0 | 171870.44
PI8008-490.1 | PI8008-490 | PI8008-341 | 1 | 675 | Rainfall_100yr | Rainfall | 0 | 0 | 58353.03 | 6.118 | 1.8806 | 0.303 | 56.18 | 2.242 | 0 | 0 | 2 | 6.551 | 1.8837 | 0.434 | 56.766 | 2.101 | 2 | 0.694 | 0 | 0 | 58353.04
PI8101-478.1 | PI8101-478 | PI8101-44 | 1 | 675 | Rainfall_100yr | Rainfall | 0 | 0 | 125263.3 | 4.711 | 5.306 | 0.557 | 51.596 | 4.111 | 0 | 0 | 2 | 4.407 | 5.5099 | 0.581 | 52.049 | 3.81 | 2 | 2.681 | 0 | 0 | 125263.31
PI8100-880.1 | PI8100-880 | PI8100-685 | 1 | 675 | Rainfall_100yr | Rainfall | 0 | 0 | 251007.81 | 4.903 | 8.2627 | 0.899 | 50.776 | 4.386 | 0 | 0 | 1 | 4.311 | 8.1896 | 1.048 | 51.216 | 5.022 | 1 | 11.457 | 0 | 0 | 251007.83
PI8100-1240.1 | PI8100-1240 | PI8100-880 | 1 | 675 | Rainfall_100yr | Rainfall | 0 | 0 | 92480.77 | 4.342 | 2.382 | 0.653 | 51.17 | 4.169 | 0 | 0 | 2 | 3.902 | 2.3828 | 0.902 | 52.619 | 3.272 | 2 | 1.584 | 0 | 0 | 92480.9
PI0900-384.1 | PI0900-384 | PI0800-7023 | 1 | 675 | Rainfall_100yr | Rainfall | 0 | 0 | 175371.05 | 7.923 | 3.8885 | 1.053 | 26.359 | 5.535 | 0 | 0 | 2 | 6.471 | 3.8799 | 1.294 | 24.915 | 3.496 | 2 | 0 | 0 | 0 | 175727.42
PI7700-10478.1 | PI7700-10478 | PI7700-10221 | 1 | 675 | Rainfall_100yr | Rainfall | 0 | 0 | 421039.22 | 3.021 | 25.7155 | 1.083 | 60.083 | 7.754 | 0 | 0 | 2 | 4.347 | 26.6795 | 1.316 | 63.399 | 7.85 | 2 | 20.056 | 0 | 0 | 421084.19
PI5400-124.1 | PI5400-124 | CC0600-0 | 1 | 675 | Rainfall_100yr | Rainfall | 0 | 0 | 1905288.5 | 14.986 | 135.8437 | 1.398 | 102.986 | 6.59 | 0 | 0 | 1 | 10.361 | 135.8698 | 1.701 | 102.991 | 9.682 | 1 | 305.744 | 0 | 0 | 1911939.5
PI4200-3294.1 | PI4200-3294 | PI4200-2859 | 1 | 675 | Rainfall_100yr | Rainfall | 0 | 0 | 548373.69 | 7.597 | 43.4089 | 0.678 | 83.222 | 5.7 | 0 | 0 | 2 | 8.369 | 43.4081 | 0.794 | 85.077 | 5.662 | 2 | 33.381 | 0 | 0 | 548374.88
PI0300-10949.1 | PI0300-10949 | PI0300-10914 | 1 | 675 | Rainfall_100yr | Rainfall | 0 | 0 | 88306.78 | 6.625 | 10.6059 | 0.072 | 33.373 | 2.985 | 0 | 0 | 1 | 6.052 | 10.6061 | 0.374 | 33.463 | 3.017 | 1 | 30.986 | 0 | 0 | 88359.52
PI0500-11939.1 | PI0500-11939 | PI0500-10808 | 1 | 675 | Rainfall_100yr | Rainfall | 0 | 0 | 11926107 | 9.85 | 204.9601 | 0.584 | 39.25 | 5.079 | 0 | 0 | 2 | 9.841 | 204.9843 | 0.669 | 41.081 | 5.543 | 2 | 100.062 | 0 | 0 | 11944813
PI0500-7443.1 | PI0500-7443 | PI0500-5975 | 1 | 675 | Rainfall_100yr | Rainfall | 0 | 0 | 15484693 | 9.008 | 271.5961 | 0.582 | 31.535 | 6.623 | 0 | 0 | 2 | 10.561 | 271.8635 | 0.678 | 35.223 | 6.593 | 2 | 100.725 | 0 | 0 | 15517091
PI0500-1817.1 | PI0500-1817 | CC0100-3146 | 1 | 675 | Rainfall_100yr | Rainfall | 0 | 0 | 16920948 | 9.609 | 308.961 | 0.992 | 14.238 | 8.507 | 0 | 0 | 2 | 11.681 | 308.9653 | 0.642 | 18.351 | 7.695 | 2 | 218.071 | 0 | 0 | 16989688
PI0500-5524.1 | PI0500-5524 | PI0500-4622 | 1 | 675 | Rainfall_100yr | Rainfall | 0 | 0 | 16366030 | 4.651 | 352.4789 | 0.996 | 25.725 | 9.92 | 0 | 0 | 2 | 6.876 | 352.8079 | 0.762 | 29.269 | 8.628 | 2 | 113.768 | 0 | 0 | 16380941
PI0500-5975.1 | PI0500-5975 | PI0500-5524 | 1 | 675 | Rainfall_100yr | Rainfall | 0 | 0 | 16360655 | 7.475 | 352.8214 | 0.624 | 29.864 | 8.611 | 0 | 0 | 2 | 8.814 | 352.8382 | 0.672 | 31.844 | 8.575 | 2 | 101.151 | 0 | 0 | 16370485
PI0300-8118.1 | PI0300-8118 | PI0300-7932 | 1 | 675 | Rainfall_100yr | Rainfall | 0 | 0 | 1023230.63 | 8.913 | 51.2066 | 0.738 | 26.745 | 5.022 | 0 | 0 | 1 | 8.607 | 51.2346 | 0.82 | 26.92 | 5.414 | 1 | 72.367 | 0 | 0 | 1023245.56
PI0300-1907.1 | PI0300-1907 | CC0100-0 | 1 | 675 | Rainfall_100yr | Rainfall | 0 | 0 | 4353145 | 9.115 | 296.9759 | 0.362 | 11.505 | 8.929 | 0 | 0 | 2 | 8.785 | 296.9795 | 0.634 | 11.505 | 8.913 | 2 | 97.801 | 0 | 0 | 4357540
PI0300-2078.1 | PI0300-2078 | PI0300-2041 | 1 | 675 | Rainfall_100yr | Rainfall | 0 | 0 | 4193110.75 | 9.142 | 263.1977 | 0.472 | 12.754 | 7.863 | 0 | 0 | 2 | 9.206 | 263.2133 | 0.565 | 12.911 | 7.861 | 2 | 97.801 | 0 | 0 | 4194335.5
PI0300-2167.1 | PI0300-2167 | PI0300-2078 | 1 | 675 | Rainfall_100yr | Rainfall | 0 | 0 | 4287089 | 9.472 | 287.2744 | 0.531 | 13.316 | 8.567 | 0 | 0 | 2 | 9.676 | 287.2831 | 0.693 | 13.758 | 8.558 | 2 | 99.071 | 0 | 0 | 4290015
PI0300-2263.1 | PI0300-2263 | PI0300-2167 | 1 | 675 | Rainfall_100yr | Rainfall | 0 | 0 | 1828298 | 10.079 | 108.3195 | 0.186 | 13.236 | 3.232 | 0 | 0 | 2 | 9.889 | 108.3431 | 0.268 | 13.291 | 3.234 | 2 | 99.071 | 0 | 0 | 1831456.75
PI0300-2538.1 | PI0300-2538 | PI0300-2263 | 1 | 675 | Rainfall_100yr | Rainfall | 0 | 0 | 1833799.38 | 9.965 | 108.4155 | 0.26 | 13.374 | 3.235 | 0 | 0 | 2 | 9.434 | 108.482 | 0.714 | 13.543 | 3.244 | 2 | 99.071 | 0 | 0 | 1842804.75
PI0300-2917.1 | PI0300-2917 | PI0300-2538 | 1 | 675 | Rainfall_100yr | Rainfall | 0 | 0 | 1844272.38 | 9.456 | 108.5513 | 0.674 | 13.569 | 3.246 | 0 | 0 | 2 | 8.734 | 108.6402 | 0.782 | 13.812 | 3.36 | 2 | 99.071 | 0 | 0 | 1856656.63
PI0300-3069.1 | PI0300-3069 | PI0300-2917 | 1 | 675 | Rainfall_100yr | Rainfall | 0 | 0 | 1856900.63 | 8.759 | 108.7175 | 0.727 | 13.837 | 3.26 | 0 | 0 | 2 | 8.47 | 108.758 | 0.777 | 13.936 | 3.585 | 2 | 99.071 | 0 | 0 | 1861869
PI0300-3567.1 | PI0300-3567 | PI0300-3069 | 1 | 675 | Rainfall_100yr | Rainfall | 0 | 0 | 1862131.88 | 8.506 | 108.852 | 0.978 | 14.209 | 5.526 | 0 | 0 | 1 | 8.005 | 108.9205 | 0.873 | 14.989 | 5.842 | 1 | 131.21 | 0 | 0 | 1872021.13
PI0300-4183.1 | PI0300-4183 | PI0300-3567 | 1 | 675 | Rainfall_100yr | Rainfall | 0 | 0 | 1872227.25 | 8.075 | 109.0115 | 0.796 | 15.061 | 5.552 | 0 | 0 | 1 | 7.496 | 109.0944 | 0.87 | 16.055 | 6.627 | 1 | 131.21 | 0 | 0 | 1882595.13
PI0300-4285.1 | PI0300-4285 | PI0300-4183 | 1 | 675 | Rainfall_100yr | Rainfall | 0 | 0 | 1882732.13 | 7.601 | 109.1835 | 0.762 | 16.161 | 6.172 | 0 | 0 | 1 | 7.507 | 109.197 | 0.816 | 16.328 | 6.459 | 1 | 131.21 | 0 | 0 | 1884062.63
PI0300-4655.1 | PI0300-4655 | PI0300-4405 | 1 | 675 | Rainfall_100yr | Rainfall | 0 | 0 | 1885701.63 | 7.565 | 109.3913 | 0.743 | 16.695 | 6.32 | 0 | 0 | 1 | 7.342 | 109.4247 | 0.848 | 17.113 | 6.892 | 1 | 131.21 | 0 | 0 | 1888031.88
PI0300-4786.1 | PI0300-4786 | PI0300-4655 | 1 | 675 | Rainfall_100yr | Rainfall | 0 | 0 | 1888115.88 | 7.45 | 109.5146 | 0.748 | 17.222 | 6.522 | 0 | 0 | 1 | 7.337 | 109.532 | 0.821 | 17.441 | 6.824 | 1 | 131.21 | 0 | 0 | 1889019
PI0300-4965.1 | PI0300-4965 | PI0300-4786 | 1 | 675 | Rainfall_100yr | Rainfall | 0 | 0 | 1664041.13 | 7.45 | 89.7607 | 0.696 | 17.501 | 6.142 | 0 | 0 | 1 | 7.301 | 90.8321 | 0.807 | 17.808 | 6.449 | 1 | 99.071 | 0 | 0 | 1664894.13
PI0300-5742.1 | PI0300-5742 | PI0300-4965 | 1 | 675 | Rainfall_100yr | Rainfall | 0 | 0 | 1664939.13 | 7.404 | 90.9228 | 0.763 | 18.125 | 7.168 | 0 | 0 | 2 | 7.92 | 91.2415 | 0.84 | 20.61 | 6.965 | 2 | 72.367 | 0 | 0 | 1665719.63
PI0300-6097.1 | PI0300-6097 | PI0300-5742 | 1 | 675 | Rainfall_100yr | Rainfall | 0 | 0 | 1665721.38 | 8.059 | 91.3232 | 0.748 | 20.748 | 6.964 | 0 | 0 | 2 | 8.296 | 91.3824 | 0.835 | 21.885 | 6.95 | 2 | 72.367 | 0 | 0 | 1665758.13
PI0300-6961.1 | PI0300-6961 | PI0300-6097 | 1 | 675 | Rainfall_100yr | Rainfall | 0 | 0 | 1665759.88 | 8.77 | 91.4673 | 0.582 | 22.357 | 6.934 | 0 | 0 | 2 | 9.361 | 91.613 | 0.839 | 25.147 | 6.899 | 2 | 72.367 | 0 | 0 | 1665843.63
PI0300-7047.1 | PI0300-7047 | PI0300-6961 | 1 | 675 | Rainfall_100yr | Rainfall | 0 | 0 | 1665846.75 | 9.856 | 91.6938 | 0.227 | 25.252 | 3.972 | 0 | 0 | 2 | 9.782 | 91.736 | 0.525 | 25.397 | 3.975 | 2 | 33.603 | 0 | 0 | 1665863.88
PI0300-7214.1 | PI0300-7214 | PI0300-7047 | 1 | 675 | Rainfall_100yr | Rainfall | 0 | 0 | 1665864.75 | 9.83 | 91.8202 | 0.945 | 25.837 | 6.891 | 0 | 0 | 2 | 9.954 | 91.8481 | 0.825 | 26.391 | 6.884 | 2 | 72.367 | 0 | 0 | 1665879.38
PI0300-7560.1 | PI0300-7560 | PI0300-7214 | 1 | 675 | Rainfall_100yr | Rainfall | 0 | 0 | 1007987.31 | 10.378 | 66.0222 | 0.533 | 26.225 | 4.979 | 0 | 0 | 1 | 9.506 | 66.1154 | 0.794 | 26.232 | 4.988 | 1 | 72.367 | 0 | 0 | 1008017.38
PI0300-7803.1 | PI0300-7803 | PI0300-7560 | 1 | 675 | Rainfall_100yr | Rainfall | 0 | 0 | 1020508.56 | 9.506 | 51.8293 | 0.642 | 26.367 | 4.507 | 0 | 0 | 1 | 9.071 | 51.454 | 0.807 | 26.551 | 5.096 | 1 | 72.367 | 0 | 0 | 1020528.94
PI0300-8266.1 | PI0300-8266 | PI0300-8118 | 1 | 675 | Rainfall_100yr | Rainfall | 0 | 0 | 911652.31 | 8.731 | 48.3654 | 0.619 | 27.004 | 5.204 | 0 | 0 | 1 | 8.489 | 48.2724 | 0.759 | 27.141 | 5.322 | 1 | 50.687 | 0 | 0 | 911665.06
PI1300-4017.1 | PI1300-4017 | PI1300-3690 | 1 | 675 | Rainfall_100yr | Rainfall | 0 | 0 | 1908689.75 | 7.204 | 58.7051 | 0.883 | 32.895 | 5.596 | 0 | 0 | 1 | 6.166 | 58.5587 | 1.006 | 32.968 | 6.24 | 1 | 195.412 | 0 | 0 | 1909014.38
PI1300-2445.1 | PI1300-2445 | PI1300-1193 | 1 | 675 | Rainfall_100yr | Rainfall | 0 | 0 | 2654750.5 | 10.003 | 66.4296 | 0.538 | 30.938 | 4.991 | 0 | 0 | 2 | 10.184 | 66.4224 | 0.626 | 32.66 | 4.961 | 2 | 49.362 | 0 | 0 | 2656694.25
PI1300-2994.1 | PI1300-2994 | PI1300-2488 | 1 | 675 | Rainfall_100yr | Rainfall | 0 | 0 | 2026721.25 | 10.285 | 58.793 | 0.428 | 32.597 | 2.559 | 0 | 0 | 1 | 9.117 | 58.783 | 0.81 | 32.707 | 4.486 | 1 | 167.617 | 0 | 0 | 2027337.88
PI1300-4935.1 | PI1300-4935 | PI1300-4315 | 1 | 675 | Rainfall_100yr | Rainfall | 0 | 0 | 1909345.25 | 5.248 | 58.2273 | 0.893 | 33.069 | 5.778 | 0 | 0 | 0.95 | 3.337 | 57.565 | 1.02 | 33.371 | 6.613 | 1 | 195.412 | 0 | 0 | 1909955.38
PI1300-4315.1 | PI1300-4315 | PI1300-4017 | 1 | 675 | Rainfall_100yr | Rainfall | 0 | 0 | 1909032 | 6.178 | 58.5442 | 0.878 | 32.981 | 5.677 | 0 | 0 | 1 | 5.236 | 58.2409 | 1.003 | 33.057 | 6.258 | 1 | 195.412 | 0 | 0 | 1909327.88
PI3800-1299.1 | PI3800-1299 | PI3800-795 | 1 | 675 | Rainfall_100yr | Rainfall | 0 | 0 | 1026450.25 | 7.394 | 25.651 | 0.286 | 67.388 | 3.418 | 0 | 0 | 1 | 6.85 | 25.6785 | 0.777 | 68.099 | 3.433 | 1 | 33.28 | 0 | 0 | 1026763.44
PI5800-1846.1 | PI5800-1846 | PI5800-1805 | 1 | 675 | Rainfall_100yr | Rainfall | 0 | 0 | 2093859.5 | 7.074 | 80.2104 | 0.995 | 52.323 | 7.72 | 0 | 0 | 2 | 7.089 | 80.2127 | 0.946 | 52.437 | 7.481 | 2 | 70.622 | 0 | 0 | 2093900
PI3300-1056.1 | PI3300-1056 | PI3300-642 | 1 | 675 | Rainfall_100yr | Rainfall | 0 | 0 | 273562.59 | 9.018 | 13.9558 | 0.535 | 61.69 | 2.715 | 0 | 0 | 1 | 7.791 | 13.9444 | 0.757 | 61.494 | 3.662 | 1 | 20.475 | 0 | 0 | 273598.13
PI3300-1150.1 | PI3300-1150 | PI3300-1056 | 1 | 675 | Rainfall_100yr | Rainfall | 0 | 0 | 225272.36 | 7.779 | 13.3156 | 0.765 | 61.472 | 4.026 | 0 | 0 | 2 | 7.493 | 13.3132 | 0.748 | 61.423 | 4.034 | 2 | 11.42 | 0 | 0 | 225280.8
CC0900-17745.1 | CC0900-17745 | CC0900-17460 | 1 | 675 | Rainfall_100yr | Rainfall | 0 | 0 | 2977970 | 4.48 | 68.5126 | 0.772 | 46.583 | 7.264 | 0 | 0 | 2 | 4.959 | 68.5091 | 0.482 | 47.519 | 6.837 | 2 | 28.179 | 0 | 0 | 2980022.25
PI7700-9353.1 | PI7700-9353 | PI7700-9018 | 1 | 675 | Rainfall_100yr | Rainfall | 0 | 0 | 464302.25 | 3.453 | 26.1594 | 0.102 | 51.751 | 5.1 | 0 | 0 | 1 | 2.423 | 26.1569 | 1.093 | 53.122 | 5.523 | 1 | 33.667 | 0 | 0 | 464754.88
PI7700-9541.1 | PI7700-9541 | PI7700-9353 | 1 | 675 | Rainfall_100yr | Rainfall | 0 | 0 | 430536.81 | 2.498 | 25.5445 | 0.943 | 53.159 | 5.209 | 0 | 0 | 2 | 2.71 | 25.5413 | 0.816 | 53.883 | 5.047 | 2 | 21.604 | 0 | 0 | 430583.19
PI1501-2229.1 | PI1501-2229 | PI1501-2112 | 1 | 675 | Rainfall_100yr | Rainfall | 0 | 0 | 134797.38 | 2.067 | 5.9998 | 0.633 | 40.307 | 3.395 | 0 | 0 | 2 | 2.044 | 6 | 0.765 | 40.631 | 3.524 | 2 | 5.727 | 0 | 0 | 134797.53
PI0802-43.1 | PI0802-43 | PI0800-5262 | 1 | 675 | Rainfall_100yr | Rainfall | 0 | 0 | 198109.02 | 10.007 | 20.5889 | 0.394 | 25.455 | 8.735 | 0 | 0 | 1 | 4.241 | 20.5911 | 5.045 | 27.656 | 15.918 | 1 | 43.132 | 0 | 0 | 198143.48
PI0500-10808.1 | PI0500-10808 | PI0500-9959 | 1 | 675 | Rainfall_100yr | Rainfall | 0 | 0 | 13615813 | 10.592 | 238.6333 | 0.577 | 38.177 | 5.798 | 0 | 0 | 2 | 9.816 | 238.6413 | 0.671 | 39.301 | 5.784 | 2 | 100.114 | 0 | 0 | 13642537
PI7700-10021.1 | PI7700-10021 | PI7700-9714 | 1 | 675 | Rainfall_100yr | Rainfall | 0 | 0 | 420948.16 | 2.196 | 25.4445 | 1.093 | 54.815 | 6.308 | 0 | 0 | 0.88 | 1.585 | 25.6901 | 1.369 | 57.093 | 7.93 | 1 | 36.363 | 0 | 0 | 420998.25
PI1300-2488.1 | PI1300-2488 | PI1300-2445 | 1 | 675 | Rainfall_100yr | Rainfall | 0 | 0 | 2656726 | 10.312 | 66.4195 | 0.465 | 32.59 | 3.184 | 0 | 0 | 1 | 10.257 | 66.4192 | 0.518 | 32.605 | 3.25 | 1 | 129.75 | 0 | 0 | 2656802.5
PI0900-1019.1 | PI0900-1019 | PI0900-384 | 1 | 675 | Rainfall_100yr | Rainfall | 0 | 0 | 309252.28 | 6.461 | 3.8773 | 0.99 | 25.022 | 3.636 | 0 | 0 | 2 | 12.659 | 3.876 | 2.359 | 32.773 | 7.034 | 2 | 1.784 | 0 | 0 | 310089.53
PI0500-4622.1 | PI0500-4622 | PI0500-3130 | 1 | 675 | Rainfall_100yr | Rainfall | 0 | 0 | 16340396 | 3.229 | 350.8817 | 0.999 | 23.231 | 8.221 | 0 | 0 | 2 | 4.526 | 352.4578 | 0.525 | 24.757 | 5.586 | 2 | 91.726 | 0 | 0 | 16365907
PI9300-2142.1 | PI9300-2142 | CC0900-25612 | 1 | 675 | Rainfall_100yr | Rainfall | 0 | 0 | 245616.92 | 4.903 | 25.8676 | 0.098 | 76.73 | 4.941 | 0 | 0 | 2 | 11.611 | 25.8922 | 0.443 | 85.284 | 4.562 | 2 | 12.209 | 0 | 0 | 247190.94
PI9001-735.1 | PI9001-735 | PI9000-1839 | 1 | 675 | Rainfall_100yr | Rainfall | 0 | 0 | 101486.58 | 6.874 | 10.1478 | 0.695 | 52.441 | 2.85 | 0 | 0 | 1 | 6.409 | 10.1618 | 0.713 | 53.856 | 2.873 | 1 | 11.318 | 0 | 0 | 101494.41
PI1500-6555.1 | PI1500-6555 | PI1500-6430 | 1 | 675 | Rainfall_100yr | Rainfall | 0 | 0 | 179498.33 | 8.563 | 10.3 | 0.875 | 59.408 | 2.048 | 0 | 0 | 1 | 8.384 | 10.3024 | 0.553 | 59.459 | 1.89 | 1 | 17.584 | 0 | 0 | 179598.44
PI1500-6430.1 | PI1500-6430 | PI1500-6382 | 1 | 675 | Rainfall_100yr | Rainfall | 0 | 0 | 176882.22 | 11.352 | 8.5042 | 0.1 | 59.209 | 3.472 | 0 | 0 | 1 | 11.292 | 8.505 | 0.346 | 59.479 | 3.474 | 1 | 8.729 | 0 | 0 | 176974.88
PI1504-1272.1 | PI1504-1272 | PI1504-892 | 1 | 675 | Rainfall_100yr | Rainfall | 0 | 0 | 150499.98 | 8.1 | 3.9105 | 0.886 | 57.494 | 2.529 | 0 | 0 | 2 | 8.458 | 3.9279 | 0.765 | 58.621 | 2.595 | 2 | 2.91 | 0 | 0 | 150500.27
PI0400-534.1 | PI0400-534 | PI0400-35 | 1 | 675 | Rainfall_100yr | Rainfall | 0 | 0 | -3823.09 | 7.764 | 2.4036 | 0.027 | 11.284 | 0.32 | 0 | 0 | 1 | 5.374 | 0.9683 | 0.005 | 11.284 | 0.132 | 1 | 46.195 | 0 | 0 | -124.12
PI0500-3130.1 | PI0500-3130 | PI0500-1817 | 1 | 675 | Rainfall_100yr | Rainfall | 0 | 0 | 16557932 | 12.37 | 366.2691 | 0.519 | 19.412 | 9.112 | 0 | 0 | 1 | 10.925 | 366.2798 | 1.219 | 23.53 | 9.717 | 1 | 427.205 | 0 | 0 | 16597314
PI0500-1817.2 | PI0500-1817 | PI0501-0 | 2 | 675 | Rainfall_100yr | Rainfall | 0 | 0 | -432694.75 | 8.562 | -71.1902 | 0.597 | 18.174 | -5.523 | 0 | 0 | 1 | 8.074 | -71.1841 | 0.854 | 18.188 | -6.942 | 1 | 392.668 | 0 | 0 | -432320.84
PI6501-693.1 | PI6501-693 | PI6501-295 | 1 | 675 | Rainfall_100yr | Rainfall | 0 | 0 | 38750.92 | 4.679 | 4.3707 | 0.411 | 16.429 | 2.196 | 0 | 0 | 1 | 3.966 | 4.4331 | 0.712 | 16.718 | 2.77 | 1 | 5.266 | 0 | 0 | 38751.69
PI6500-3719.1 | PI6500-3719 | PI6500-3592 | 1 | 675 | Rainfall_100yr | Rainfall | 0 | 0 | 2955769.25 | 10.453 | 77.6625 | 0.429 | 16.076 | 3.975 | 0 | 0 | 1 | 10.125 | 78.2421 | 0.6 | 16.068 | 4.343 | 1 | 212.758 | 0 | 0 | 2955892
PI6504-110.1 | PI6504-110 | PI6500-3719 | 1 | 675 | Rainfall_100yr | Rainfall | 0 | 0 | 28559.8 | 10.126 | 6.3125 | 0.155 | 16.167 | 2.64 | 0 | 0 | 2 | 10.228 | 6.3169 | 0.551 | 16.555 | 2.633 | 2 | 5.299 | 0 | 0 | 28586.05
PI6601-1014.1 | PI6601-1014 | PI6601-698 | 1 | 675 | Rainfall_100yr | Rainfall | 0 | 0 | 16316.49 | 4.835 | 1.8497 | 0.286 | 12.841 | 2.002 | 0 | 0 | 2 | 3.431 | 1.8602 | 0.662 | 12.488 | 2.281 | 2 | 1.778 | 0 | 0 | 16316.57
PI650102-313.1 | PI650102-313 | PI6501-295 | 1 | 675 | Rainfall_100yr | Rainfall | 0 | 0 | 20083.19 | 4.679 | 4.398 | 0.318 | 16.521 | 2.967 | 0 | 0 | 2 | 5.229 | 4.4385 | 0.738 | 17.852 | 2.907 | 2 | 3.225 | 0 | 0 | 20083.92
PI650101-54.1 | PI650101-54 | PI6501-693 | 1 | 675 | Rainfall_100yr | Rainfall | 0 | 0 | 40350.07 | 3.982 | 5.3151 | 0.768 | 17.122 | 5.358 | 0 | 0 | 2 | 5.064 | 5.3198 | 0.666 | 18.286 | 4.991 | 2 | 1.786 | 0 | 0 | 40350.11
PI4700-120.1 | PI4700-120 | CC0300-13140 | 1 | 675 | Rainfall_100yr | Rainfall | 0 | 0 | 104941.52 | 2.483 | 8.7058 | 0.994 | 87.723 | 4.749 | 0 | 0 | 2 | 2.797 | 8.7098 | 0.699 | 88.314 | 4.647 | 2 | 5.065 | 0 | 0 | 104941.52
PI0702-121.1 | PI0702-121 | PI0700-873 | 1 | 675 | Rainfall_100yr | Rainfall | 0 | 0 | -31.07 | 7.856 | -0.24904 | 0.089 | 50.156 | -0.275 | 0 | 0 | 1 | 7.556 | -0.17217 | 0.037 | 50.156 | -0.195 | 1 | 1.773 | 0 | 0 | -1.65
PI6900-5164.1 | PI6900-5164 | PI6900-4866 | 1 | 675 | Rainfall_100yr | Rainfall | 0 | 0 | 33281.12 | 6.043 | 3.1041 | 0.654 | 26.285 | 2.898 | 0 | 0 | 2 | 5.877 | 3.2514 | 1.024 | 27.962 | 3.727 | 2 | 2.797 | 0 | 0 | 33281.13
PI6900-4866.1 | PI6900-4866 | PI6900-4615 | 1 | 675 | Rainfall_100yr | Rainfall | 0 | 0 | 33280.95 | 6.957 | 3.0436 | 1.014 | 24.797 | 3.512 | 0 | 0 | 1 | 5.98 | 3.065 | 1.271 | 26.223 | 4.131 | 1 | 3.474 | 0 | 0 | 33281.12
PI6900-4615.1 | PI6900-4615 | PI6900-4393 | 1 | 675 | Rainfall_100yr | Rainfall | 0 | 0 | 33280.39 | 7.478 | 3.0675 | 0.653 | 24.697 | 2.124 | 0 | 0 | 1 | 6.955 | 3.0504 | 0.758 | 24.728 | 2.44 | 1 | 11.325 | 0 | 0 | 33280.4
PI7800-1870.1 | PI7800-1870 | PI7800-1454 | 1 | 675 | Rainfall_100yr | Rainfall | 0 | 0 | 2830737.5 | 10.154 | 77.102 | 0.247 | 29.427 | 4.596 | 0 | 0 | 2 | 10.313 | 77.1267 | 0.349 | 29.996 | 4.593 | 2 | 61.594 | 0 | 0 | 2831063.25
PI7800-1454.1 | PI7800-1454 | PI7800-1335 | 1 | 675 | Rainfall_100yr | Rainfall | 0 | 0 | 2830662.5 | 10.077 | 77.0619 | 0.231 | 29.256 | 4.596 | 0 | 0 | 2 | 10.104 | 77.067 | 0.249 | 29.377 | 4.596 | 2 | 63.255 | 0 | 0 | 2830730.25
PI7800-1335.1 | PI7800-1335 | PI7800-1124 | 1 | 675 | Rainfall_100yr | Rainfall | 0 | 0 | 2905808 | 9.883 | 79.956 | 0.206 | 28.86 | 4.772 | 0 | 0 | 2 | 10.021 | 79.9699 | 0.238 | 29.246 | 4.77 | 2 | 61.807 | 0 | 0 | 2905997.75
PI7800-1124.1 | PI7800-1124 | PI7800-1054 | 1 | 675 | Rainfall_100yr | Rainfall | 0 | 0 | 2947062.25 | 9.78 | 85.6892 | 0.201 | 28.692 | 5.105 | 0 | 0 | 2 | 9.825 | 85.6953 | 0.21 | 28.822 | 5.104 | 2 | 62.984 | 0 | 0 | 2947123.5
PI7800-1054.1 | PI7800-1054 | PI7800-861 | 1 | 675 | Rainfall_100yr | Rainfall | 0 | 0 | 2946909 | 9.611 | 85.6364 | 0.184 | 28.333 | 5.106 | 0 | 0 | 2 | 9.721 | 85.648 | 0.203 | 28.634 | 5.104 | 2 | 62.857 | 0 | 0 | 2947055.25
PI7800-861.1 | PI7800-861 | PI8200-0 | 1 | 675 | Rainfall_100yr | Rainfall | 0 | 0 | 2946726.5 | 9.411 | 85.5892 | 0.166 | 27.914 | 5.109 | 0 | 0 | 2 | 9.553 | 85.6033 | 0.185 | 28.275 | 5.106 | 2 | 61.772 | 0 | 0 | 2946902.25
PI1002-154.1 | PI1002-154 | PI1000-7 | 1 | 675 | Rainfall_100yr | Rainfall | 0 | 0 | 142265.75 | 7.982 | 9.1505 | 0.123 | 22.192 | 4.073 | 0 | 0 | 2 | 8.601 | 9.1533 | 0.732 | 23.347 | 3.994 | 2 | 5.984 | 0 | 0 | 142581.63
PI0803-124.1 | PI0803-124 | PI0800-6393 | 1 | 675 | Rainfall_100yr | Rainfall | 0 | 0 | 63201.09 | 11.438 | 6.5882 | 0.393 | 25.837 | 2.71 | 0 | 0 | 2 | 11.1 | 6.5956 | 0.652 | 25.804 | 2.699 | 2 | 5.254 | 0 | 0 | 63444.52
PI0805-88.1 | PI0805-88 | PI0800-6710 | 1 | 675 | Rainfall_100yr | Rainfall | 0 | 0 | 25860.17 | 11.589 | 3.1284 | 0.329 | 26.107 | 2.184 | 0 | 0 | 2 | 11.297 | 3.134 | 0.583 | 26.077 | 2.141 | 2 | 1.783 | 0 | 0 | 25946.82
PI7000-1783.1 | PI7000-1783 | PI7000-779 | 1 | 675 | Rainfall_100yr | Rainfall | 0 | 0 | 511911.03 | 3.642 | 69.6817 | 0.946 | 23.926 | 4.771 | 0 | 0 | 0.79 | 3.93 | 69.2585 | 0.432 | 24.697 | 4.192 | 1 | 58.107 | 0 | 0 | 511911.06
PI0100-9641.1 | PI0100-9641 | PI0100-0 | 1 | 675 | Rainfall_100yr | Rainfall | 0 | 0 | 738671.69 | 1.209 | 9.814 | 0.999 | 1.852 | 6.429 | 0 | 0 | 2 | 82.762 | 9.9372 | 2.705 | 86.791 | 9.531 | 2 | 2.129 | 0 | 0 | 782065.06
PI0503-395.1 | PI0503-395 | PI0500-7443 | 1 | 675 | Rainfall_100yr | Rainfall | 0 | 0 | 423036.19 | 10.669 | 33.1841 | 0.633 | 35.143 | 5.982 | 0 | 0 | 2 | 11.818 | 33.2191 | 0.746 | 37.273 | 5.875 | 2 | 20.532 | 0 | 0 | 424888.56
PI8400-90.1 | PI8400-90 | PI7800-1942 | 1 | 675 | Rainfall_100yr | Rainfall | 0 | 0 | 731244.94 | 10.383 | 25.8718 | 0.117 | 29.855 | 2.239 | 0 | 0 | 1 | 10.315 | 25.8687 | 0.138 | 29.867 | 2.24 | 1 | 33.038 | 0 | 0 | 731347.5
PI20506-1021.1 | PI20506-1021 | PI20506-18 | 1 | 675 | Rainfall_100yr | Rainfall | 0 | 0 | 208550.05 | 9.668 | 23.8881 | 0.936 | 40.999 | 4.358 | 0 | 0 | 2 | 9.573 | 23.9025 | 0.741 | 43.701 | 4.313 | 2 | 20.522 | 0 | 0 | 209118.83
CC0300-0.1 | CC0300-0 | PI0500-11939 | 1 | 675 | Rainfall_100yr | Rainfall | 0 | 0 | 10368170 | 10.061 | 192.6255 | 0.548 | 41.152 | 5.029 | 0 | 0 | 1 | 9.76 | 192.6275 | 0.849 | 41.213 | 5.443 | 1 | 198.476 | 0 | 0 | 10368834
PI20506-18.1 | PI20506-18 | PI0500-11939 | 1 | 675 | Rainfall_100yr | Rainfall | 0 | 0 | 790655 | 10.121 | 20.3283 | 0.494 | 41.006 | 2.615 | 0 | 0 | 1 | 10.084 | 20.3018 | 0.543 | 40.998 | 2.612 | 1 | 38.512 | 0 | 0 | 790695.06
PI1000-15.1 | PI1000-15 | PI1000-7 | 1 | 675 | Rainfall_100yr | Rainfall | 0 | 0 | 44495.23 | 8.342 | -7.7028 | 0.154 | 22.029 | -2.104 | 0 | 0 | 1 | 8.011 | -7.7027 | 0.22 | 22.028 | -2.117 | 1 | 71.548 | 0 | 0 | 44506.23
PI7700-11525.1 | PI7700-11525 | PI8011-339 | 1 | 675 | Rainfall_100yr | Rainfall | 0 | 0 | -39380.91 | 4.528 | -2.8938 | 0.437 | 64.001 | -2.78 | 0 | 0 | 2 | 3.484 | -2.8822 | 0.479 | 63.278 | -3.28 | 2 | 1.338 | 0 | 0 | -39374.61
PI0400-35.1 | PI0400-35 | CC0100-1030 | 1 | 675 | Rainfall_100yr | Rainfall | 0 | 0 | -2043334.63 | 10.603 | -64.1967 | 0.491 | 12.702 | -8.216 | 0 | 0 | 2 | 10.375 | -64.1967 | 0.72 | 12.558 | -8.232 | 2 | 47.168 | 0 | 0 | -2043211.88
PI0401-61.1 | PI0401-61 | PI0400-35 | 1 | 675 | Rainfall_100yr | Rainfall | 0 | 0 | -2039144.5 | 10.584 | -64.1963 | 1.078 | 12.334 | -8.218 | 0 | 0 | 1 | 15.952 | -64.1963 | 0.124 | 11.913 | -7.863 | 1 | -290.76 | 0 | 0 | -2038915.75
PI0300-7932.1 | PI0300-7932 | PI0300-7803 | 1 | 675 | Rainfall_100yr | Rainfall | 0 | 0 | 1023218.75 | 9.094 | 51.4117 | 0.749 | 26.595 | 4.938 | 0 | 0 | 1 | 8.879 | 51.142 | 0.81 | 26.71 | 5.23 | 1 | 72.367 | 0 | 0 | 1023229.31
PI0801-517.1 | PI0801-517 | PI0801-478 | 1 | 675 | Rainfall_100yr | Rainfall | 0 | 0 | 4622399.5 | 11.694 | 97.3821 | 0.532 | 23.358 | 3.919 | 0 | 0 | 1 | 11.58 | 97.4376 | 0.647 | 23.374 | 4.027 | 1 | 244.198 | 0 | 0 | 4622835.5
PI5500-2920.1 | PI5500-2920 | PI5500-2761 | 1 | 675 | Rainfall_100yr | Rainfall | 0 | 0 | 107661.16 | 7.516 | 5.2866 | 0.598 | 101.623 | 4.674 | 0 | 0 | 2 | 9.773 | 5.3326 | 0.655 | 104.245 | 4.075 | 2 | 1.787 | 0 | 0 | 107661.38
PI9300-2827.1 | PI9300-2827 | PI9300-2311 | 1 | 675 | Rainfall_100yr | Rainfall | 0 | 0 | 100206.51 | 12.012 | 11.5397 | 0.311 | 85.898 | 2.995 | 0 | 0 | 2 | 11.88 | 11.7191 | 0.742 | 87.057 | 3.04 | 2 | 11.313 | 0 | 0 | 100207.05
PI6700-29.1 | PI6700-29 | PI6600-462 | 1 | 675 | Rainfall_100yr | Rainfall | 0 | 0 | 17768.12 | 9.554 | -4.1928 | 0.533 | 16.168 | -3.056 | 0 | 0 | 2 | 9.089 | -4.1924 | 0.498 | 15.775 | -3.126 | 2 | 1.752 | 0 | 0 | 17773.97
PI6900-1451.1 | PI6900-1451 | PI6900-1162 | 1 | 675 | Rainfall_100yr | Rainfall | 0 | 0 | 415753.03 | 9.888 | 32.7761 | 0.198 | 21.213 | 3.159 | 0 | 0 | 1 | 9.478 | 32.7734 | 0.693 | 21.523 | 3.167 | 1 | 50.222 | 0 | 0 | 415754.56
PI6900-2072.1 | PI6900-2072 | PI6900-1842 | 1 | 675 | Rainfall_100yr | Rainfall | 0 | 0 | 350242.31 | 10.453 | 24.8858 | 0.218 | 21.819 | 2.392 | 0 | 0 | 1 | 10.023 | 24.8789 | 0.521 | 21.959 | 2.398 | 1 | 50.13 | 0 | 0 | 350403.75
PI1200-222.1 | PI1200-222 | PI1200-120 | 1 | 675 | Rainfall_100yr | Rainfall | 0 | 0 | 901524.63 | 9.524 | 38.3725 | 0.581 | 26.467 | 5.059 | 0 | 0 | 1 | 9.037 | 38.3815 | 1.097 | 26.693 | 5.075 | 1 | 54.472 | 0 | 0 | 901889.69
PI1200-120.1 | PI1200-120 | PI1200-75 | 1 | 675 | Rainfall_100yr | Rainfall | 0 | 0 | -34655.09 | 9.796 | 38.44 | 0.613 | 26.573 | 5.081 | 0 | 0 | 2 | 9.619 | 38.4361 | 0.689 | 26.507 | 5.079 | 2 | 33.57 | 0 | 0 | -34440.2
PI1200-275.1 | PI1200-275 | PI1200-222 | 1 | 675 | Rainfall_100yr | Rainfall | 0 | 0 | 705253.81 | 9.131 | 38.2206 | 0.823 | 26.61 | 5.047 | 0 | 0 | 1 | 8.811 | 38.2091 | 1.094 | 26.647 | 5.054 | 1 | 54.472 | 0 | 0 | 705362.63
PI7000-779.1 | PI7000-779 | CC0900-6429 | 1 | 675 | Rainfall_100yr | Rainfall | 0 | 0 | 742747.25 | 3.72 | 97.7853 | 0.94 | 23.346 | 7.748 | 0 | 0 | 0.76 | 4.584 | 103.5793 | 0.397 | 23.821 | 4.635 | 1 | -107.315 | 0 | 0 | 743092.94
PI1502-274.1 | PI1502-274 | PI1500-2470 | 1 | 675 | Rainfall_100yr | Rainfall | 0 | 0 | 48761.47 | 8.191 | 2.4189 | 0.146 | 42.951 | 1.095 | 0 | 0 | 1 | 7.434 | 2.429 | 0.652 | 42.882 | 1.57 | 1 | 5.269 | 0 | 0 | 48780.45
PI0800-6886.1 | PI0800-6886 | PI0800-6710 | 1 | 675 | Rainfall_100yr | Rainfall | 0 | 0 | 5512594 | 11.589 | 143.4195 | 0.362 | 26.298 | 4.849 | 0 | 0 | 1 | 11.261 | 143.4209 | 0.676 | 26.41 | 4.851 | 1 | 212.077 | 0 | 0 | 5515907
PI0500-8510.1 | PI0500-8510 | PI0500-7443 | 1 | 675 | Rainfall_100yr | Rainfall | 0 | 0 | 14832576 | 10.669 | 251.2557 | 0.602 | 35.136 | 6.132 | 0 | 0 | 2 | 11.007 | 251.229 | 0.677 | 37.154 | 6.112 | 2 | 100.699 | 0 | 0 | 14857830
CC0200-27.1 | CC0200-27 | CC0200-0 | 1 | 675 | Rainfall_100yr | Rainfall | 0 | 0 | 1038631.25 | 11.793 | 61.2921 | 0.014 | 25.675 | 1.822 | 0 | 0 | 1 | 11.848 | 61.292 | 0.014 | 25.679 | 1.822 | 1 | -198.157 | 0 | 0 | 1039420.94
PI7804-754.1 | PI7804-754 | PI7804-91 | 1 | 675 | Rainfall_100yr | Rainfall | 0 | 0 | 88615.59 | 8.655 | 2.3519 | 0.734 | 37.516 | 2.504 | 0 | 0 | 2 | 6.448 | 2.3964 | 0.851 | 38.129 | 3.175 | 2 | 2.323 | 0 | 0 | 88616.24
PI7804-91.1 | PI7804-91 | PI7800-3948 | 1 | 675 | Rainfall_100yr | Rainfall | 0 | 0 | 88595.72 | 8.956 | 2.3406 | 0.324 | 37.43 | 2.501 | 0 | 0 | 2 | 8.653 | 2.3445 | 0.814 | 37.514 | 2.502 | 2 | 2.323 | 0 | 0 | 88614.8
PI7800-6369.1 | PI7800-6369 | PI7800-5977 | 1 | 675 | Rainfall_100yr | Rainfall | 0 | 0 | 800022.81 | 5.733 | 26.9971 | 0.995 | 44.899 | 5.992 | 0 | 0 | 2 | 5.378 | 26.9905 | 0.552 | 44.945 | 4.274 | 2 | 21.363 | 0 | 0 | 800368.69
PI7800-5977.1 | PI7800-5977 | PI7800-5967 | 1 | 675 | Rainfall_100yr | Rainfall | 0 | 0 | 940272.75 | 5.975 | 32.0072 | 1.519 | 44.932 | 7.695 | 0 | 0 | 1 | 5.721 | 32.0107 | 1.666 | 44.94 | 8.874 | 1 | 105.169 | 0 | 0 | 940275.06
PI7809-649.2 | PI7809-649 | PI7800-5977 | 2 | 675 | Rainfall_100yr | Rainfall | 0 | 0 | 137413.31 | 21.285 | 7.8307 | 0.068 | 44.949 | 2.606 | 0 | 0 | 1 | 7.999 | 8.0567 | 1.488 | 47.813 | 3.66 | 1 | 16.564 | 0 | 0 | 138754.08
PI7800-5931.1 | PI7800-5931 | PI7800-5860 | 1 | 675 | Rainfall_100yr | Rainfall | 0 | 0 | 1061724.25 | 9.467 | 35.0588 | 0.876 | 44.693 | 3.971 | 0 | 0 | 1 | 7.771 | 35.0625 | 2.144 | 44.784 | 10.352 | 1 | 158.638 | 0 | 0 | 1061740.25
PI7800-3603.2 | PI7800-3603 | PI7802-589 | 2 | 675 | Rainfall_100yr | Rainfall | 0 | 0 | 1087744.13 | 7.055 | 38.8899 | 0.649 | 32.52 | 5.133 | 0 | 0 | 2 | 7.959 | 38.9192 | 0.813 | 35.958 | 5.181 | 2 | 33.379 | 0 | 0 | 1088196.75
PI7800-2017.1 | PI7800-2017 | PI7800-1987 | 1 | 675 | Rainfall_100yr | Rainfall | 0 | 0 | 2043036.88 | 11.476 | 64.3608 | 0.129 | 30.291 | 4.784 | 0 | 0 | 1 | 6.628 | 64.3708 | 2.99 | 30.464 | 13.355 | 1 | 329.9 | 0 | 0 | 2043069.38
PI7800-1987.2 | PI7800-1987 | PI7800-1942 | 2 | 675 | Rainfall_100yr | Rainfall | 0 | 0 | 347048.13 | 5.123 | 23.9342 | 0.611 | 30.066 | 3.801 | 0 | 0 | 1 | 5.06 | 23.947 | 0.748 | 30.163 | 3.805 | 1 | 28.434 | 0 | 0 | 347048.16
PI7800-1942.1 | PI7800-1942 | PI7800-1870 | 1 | 675 | Rainfall_100yr | Rainfall | 0 | 0 | 1078188.13 | 10.386 | 35.6469 | 0.1 | 29.864 | 3.059 | 0 | 0 | 2 | 10.368 | 35.6441 | 0.117 | 29.925 | 3.058 | 2 | 34.068 | 0 | 0 | 1078286.5
PI7802-589.1 | PI7802-589 | PI7800-2017 | 1 | 675 | Rainfall_100yr | Rainfall | 0 | 0 | 1177160.13 | 6.69 | 36.5916 | 0.981 | 30.637 | 4.866 | 0 | 0 | 2 | 6.966 | 36.5753 | 0.805 | 32.381 | 5.005 | 2 | 33.324 | 0 | 0 | 1177477.88
PI7802-589.2 | PI7802-589 | PI7800-2601 | 2 | 675 | Rainfall_100yr | Rainfall | 0 | 0 | 10498.96 | 7.042 | 1.3074 | 0.133 | 32.092 | 0.643 | 0 | 0 | 1 | 5.375 | 1.2854 | 0.629 | 32.115 | 1.717 | 1 | 5.247 | 0 | 0 | 10519.25
PI7700-6606.1 | PI7700-6606 | PI7700-6450 | 1 | 675 | Rainfall_100yr | Rainfall | 0 | 0 | 1288300.88 | 5.547 | 51.2246 | 0.321 | 45.447 | 5.938 | 0 | 0 | 1 | 5.202 | 51.2309 | 0.669 | 45.887 | 5.948 | 1 | 59.618 | 0 | 0 | 1288603.63
CC0100-3146.1 | CC0100-3146 | CC0100-1030 | 1 | 675 | Rainfall_100yr | Rainfall | 0 | 0 | 15788038 | 9.023 | 282.7183 | 0.384 | 11.815 | 5.669 | 0 | 0 | 2 | 9.344 | 282.7306 | 0.41 | 13.395 | 5.653 | 2 | 161.886 | 0 | 0 | 15889497
CC0100-1030.1 | CC0100-1030 | CC0100-0 | 1 | 675 | Rainfall_100yr | Rainfall | 0 | 0 | 13718967 | 8.928 | 282.1769 | 0.465 | 11.611 | 5.666 | 0 | 0 | 1 | 9.246 | 282.1904 | 0.356 | 11.688 | 5.658 | 1 | -156.884 | 0 | 0 | 13742977
PI6500-1693.1 | PI6500-1693 | PI6500-1083 | 1 | 675 | Rainfall_100yr | Rainfall | 0 | 0 | 3521153.5 | 15.339 | 92.9379 | 0.517 | 16.111 | 4.774 | 0 | 0 | 1 | 12.316 | 89.7769 | 0.856 | 16.18 | 6.345 | 1 | 205.763 | 0 | 0 | 3546875.5
PI9600-4475.1 | PI9600-4475 | PI9600-4409 | 1 | 675 | Rainfall_100yr | Rainfall | 0 | 0 | 69479.71 | 6.547 | 3.8896 | 0.99 | 100.964 | 5.093 | 0 | 0 | 2 | 7.572 | 4.0766 | 0.601 | 102.632 | 3.86 | 2 | 1.643 | 0 | 0 | 69479.72
PI6601-1120.1 | PI6601-1120 | PI6601-1014 | 1 | 675 | Rainfall_100yr | Rainfall | 0 | 0 | 26018.29 | 3.422 | 0.86616 | 0.34 | 12.469 | 0.979 | 0 | 0 | 1 | 2.526 | 0.87987 | 0.651 | 12.625 | 1.995 | 1 | 1.778 | 0 | 0 | 26018.3
PI6503-43.1 | PI6503-43 | PI6500-2876 | 1 | 675 | Rainfall_100yr | Rainfall | 0 | 0 | 228233.31 | 11.124 | -24.5092 | 0.141 | 16.18 | -2.344 | 0 | 0 | 1 | 10.263 | -24.504 | 0.406 | 16.019 | -2.356 | 1 | 50.316 | 0 | 0 | 228865.63
PI6900-343.1 | PI6900-343 | PI6900-106 | 1 | 675 | Rainfall_100yr | Rainfall | 0 | 0 | 1648416.5 | 9.104 | 47.01 | 0.849 | 18.787 | 5.716 | 0 | 0 | 2 | 9.452 | 46.9593 | 0.484 | 19.826 | 4.661 | 2 | 29.08 | 0 | 0 | 1648512.5
PI5800-4733.1 | PI5800-4733 | PI5800-4213 | 1 | 675 | Rainfall_100yr | Rainfall | 0 | 0 | 1169939.38 | 11.288 | 56.3004 | 0.794 | 61.862 | 5.414 | 0 | 0 | 1 | 10.258 | 56.3788 | 0.959 | 64.597 | 6.655 | 1 | 59.146 | 0 | 0 | 1170005.38
PI5800-7396.1 | PI5800-7396 | PI5800-7230 | 1 | 675 | Rainfall_100yr | Rainfall | 0 | 0 | 700790.81 | 20.662 | 42.1969 | 0.11 | 78.971 | 5.115 | 0 | 0 | 1 | 13.343 | 41.9309 | 1.896 | 79.044 | 10.336 | 1 | 84.364 | 0 | 0 | 700897.19
PI8200-631.1 | PI8200-631 | PI8200-419 | 1 | 675 | Rainfall_100yr | Rainfall | 0 | 0 | 315551.31 | 6.528 | 11.4977 | 0.679 | 30.728 | 3.569 | 0 | 0 | 2 | 5.111 | 11.462 | 0.744 | 30.91 | 3.988 | 2 | 11.326 | 0 | 0 | 315670.31
PI7803-1248.1 | PI7803-1248 | PI7803-928 | 1 | 675 | Rainfall_100yr | Rainfall | 0 | 0 | 132045.72 | 5.127 | 2.464 | 0.577 | 32.459 | 2.808 | 0 | 0 | 2 | 4.669 | 2.4347 | 0.627 | 33.913 | 2.433 | 2 | 1.687 | 0 | 0 | 132273.88
PI7803-1773.1 | PI7803-1773 | PI7803-1524 | 1 | 675 | Rainfall_100yr | Rainfall | 0 | 0 | 81994.59 | 3.808 | 1.5771 | 0.359 | 34.943 | 1.605 | 0 | 0 | 1 | 3.41 | 1.58 | 0.618 | 36.451 | 2.177 | 1 | 1.687 | 0 | 0 | 82011.53
CC0400-152.1 | CC0400-152 | CC0400-0 | 1 | 675 | Rainfall_100yr | Rainfall | 0 | 0 | 76012.02 | 7.367 | 5.735 | 0.717 | 49.376 | 3.729 | 0 | 0 | 2 | 6.932 | 5.7215 | 0.621 | 49.321 | 3.591 | 2 | 3.23 | 0 | 0 | 76012.34
CC0600-1256.1 | CC0600-1256 | CC0600-0 | 1 | 675 | Rainfall_100yr | Rainfall | 0 | 0 | 211630.09 | 9.986 | 31.2745 | 2.424 | 102.986 | 10.024 | 0 | 0 | 1 | 2.989 | 31.3682 | 2.453 | 104.231 | 13.664 | 1 | 39.471 | 0 | 0 | 212404.31
PI6400-8.1 | PI6400-8 | CC0900-1366 | 1 | 675 | Rainfall_100yr | Rainfall | 0 | 0 | 42480.63 | 7.757 | -6.5931 | 0.039 | 19.52 | -1.216 | 0 | 0 | 1 | 6.906 | -6.5931 | 0.154 | 19.52 | -1.228 | 1 | 142.947 | 0 | 0 | 42495.82
PI6400-288.1 | PI6400-288 | PI6400-8 | 1 | 675 | Rainfall_100yr | Rainfall | 0 | 0 | 42514.88 | 6.902 | -6.5932 | 0.154 | 19.516 | -1.228 | 0 | 0 | 1 | 6.611 | -6.5932 | 0.222 | 19.445 | -1.233 | 1 | 11.5 | 0 | 0 | 43171.84
PI6400-2043.1 | PI6400-2043 | PI6400-288 | 1 | 675 | Rainfall_100yr | Rainfall | 0 | 0 | 61862.26 | 4.935 | 1.0934 | 0.911 | 19.418 | 3.289 | 0 | 0 | 1 | 9.707 | 1.5697 | 1.333 | 18.827 | 3.509 | 1 | -1.211 | 0 | 0 | 63297.55
PI6400-2100.1 | PI6400-2100 | PI6400-2043 | 1 | 675 | Rainfall_100yr | Rainfall | 0 | 0 | 203200.3 | 9.627 | 2.5238 | 1.25 | 18.933 | 6.484 | 0 | 0 | 2 | 12.098 | 2.5238 | 1.964 | 21.379 | 5.534 | 2 | 0 | 0 | 0 | 203258.03
PI6300-71.1 | PI6300-71 | PI6300-0 | 1 | 675 | Rainfall_100yr | Rainfall | 0 | 0 | 365804.22 | 4.004 | 6.0174 | 1.278 | 18.162 | 8.078 | 0 | 0 | 2 | 4.94 | 6.0233 | 0.707 | 19.621 | 6.418 | 2 | 1.842 | 0 | 0 | 365875.25
PI1500-5381.1 | PI1500-5381 | PI1500-5343 | 1 | 675 | Rainfall_100yr | Rainfall | 0 | 0 | 156055.09 | 4.529 | 7.0235 | 0.589 | 55.575 | 3.038 | 0 | 0 | 1 | 4.251 | 7.0559 | 0.73 | 56.27 | 3.567 | 1 | 7.92 | 0 | 0 | 156055.19
PI8000-15.1 | PI8000-15 | PI7800-5860 | 1 | 675 | Rainfall_100yr | Rainfall | 0 | 0 | 459315.47 | 9.467 | 20.3358 | 0.466 | 44.705 | 3.696 | 0 | 0 | 1 | 9.023 | 20.3262 | 0.864 | 45.271 | 4.468 | 1 | 24.127 | 0 | 0 | 459346.06
PI0300-2041.1 | PI0300-2041 | PI0300-1907 | 1 | 675 | Rainfall_100yr | Rainfall | 0 | 0 | 4357882 | 9.115 | 296.9911 | 0.273 | 12.013 | 8.884 | 0 | 0 | 2 | 8.84 | 296.995 | 0.507 | 12.77 | 8.868 | 2 | 97.801 | 0 | 0 | 4362277.5
PI381001-108.1 | PI381001-108 | PI3810-302 | 1 | 675 | Rainfall_100yr | Rainfall | 0 | 0 | 49401.88 | 7.11 | -12.8704 | 0.951 | 76.646 | -4.741 | 0 | 0 | 2 | 7.052 | -12.8682 | 0.849 | 76.647 | -4.767 | 2 | 7.752 | 0 | 0 | 49403.19
PI1600-225.1 | PI1600-225 | PI1600-0 | 1 | 675 | Rainfall_100yr | Rainfall | 0 | 0 | 50150.36 | 7.402 | 19.2095 | 0.943 | 60.439 | 5.645 | 0 | 0 | 2 | 7.282 | 19.212 | 0.701 | 60.534 | 5.612 | 2 | 11.28 | 0 | 0 | 50276.03
PI1000-7.1 | PI1000-7 | PI1000-0 | 1 | 675 | Rainfall_100yr | Rainfall | 0 | 0 | 246095.89 | 8.638 | 3.846 | 0.2 | 21.86 | 4.081 | 0 | 0 | 1 | 8.302 | 3.8459 | 0.21 | 22.03 | 4.131 | 1 | 4.424 | 0 | 0 | 246127.86
PI9400-0.1 | PI9400-0 | CC0900-26669 | 1 | 675 | Rainfall_100yr | Rainfall | 0 | 0 | 2051299 | 5.787 | 141.2746 | 0.28 | 81.059 | 5.796 | 0 | 0 | 1 | 9.712 | 141.2753 | 0.051 | 81.213 | 5.68 | 1 | -597.343 | 0 | 0 | 2053458.25
CC0900-20416.1 | CC0900-20416 | CC0900-20294 | 1 | 675 | Rainfall_100yr | Rainfall | 0 | 0 | 2624138.25 | 10.679 | 150.1264 | 0.475 | 62.98 | 8.9 | 0 | 0 | 2 | 11.197 | 150.1264 | 0.411 | 63.683 | 8.882 | 2 | 78.256 | 0 | 0 | 2625278
CC0900-20294.1 | CC0900-20294 | CC0900-20254 | 1 | 675 | Rainfall_100yr | Rainfall | 0 | 0 | 2649129 | 9.063 | 149.8926 | 0.242 | 61.491 | 9.721 | 0 | 0 | 2 | 9.487 | 149.8926 | 0.329 | 61.997 | 9.684 | 2 | 27.905 | 0 | 0 | 2649666.5
CC0900-20254.1 | CC0900-20254 | CC0900-20100 | 1 | 675 | Rainfall_100yr | Rainfall | 0 | 0 | 2647317.25 | 8.042 | 149.8926 | 0.304 | 59.826 | 8.982 | 0 | 0 | 2 | 8.491 | 149.897 | 0.402 | 60.684 | 8.967 | 2 | 101.476 | 0 | 0 | 2649026
CC0900-20100.1 | CC0900-20100 | CC0900-19950 | 1 | 675 | Rainfall_100yr | Rainfall | 0 | 0 | 2645149 | 7.711 | 151.7858 | 0.101 | 58.524 | 9.114 | 0 | 0 | 1 | 7.577 | 151.2724 | 0.301 | 59.362 | 9.085 | 1 | 157.334 | 0 | 0 | 2647201.75
PI9300-3068.1 | PI9300-3068 | PI9300-2827 | 1 | 675 | Rainfall_100yr | Rainfall | 0 | 0 | 100202.52 | 11.909 | 11.8123 | 0.797 | 87.251 | 4.801 | 0 | 0 | 2 | 13.014 | 11.9115 | 1.094 | 89.797 | 4.658 | 2 | 8.121 | 0 | 0 | 100202.7
PI9300-2311.1 | PI9300-2311 | PI9300-2142 | 1 | 675 | Rainfall_100yr | Rainfall | 0 | 0 | 247190.94 | 11.673 | 25.8983 | 0.432 | 85.345 | 4.561 | 0 | 0 | 2 | 11.931 | 25.9023 | 0.714 | 86.022 | 4.548 | 2 | 20.45 | 0 | 0 | 247190.95
PI8100-614.1 | PI8100-614 | PI8100-526 | 1 | 675 | Rainfall_100yr | Rainfall | 0 | 0 | 14031.45 | 5.015 | 2.1457 | 0.561 | 50.617 | 1.997 | 0 | 0 | 1 | 4.878 | 2.1456 | 0.748 | 50.941 | 2.013 | 1 | 2.576 | 0 | 0 | 14031.46
PI0500-3768.1 | PI0500-3768 | PI0500-3130 | 1 | 675 | Rainfall_100yr | Rainfall | 0 | 0 | 257163.13 | 11.099 | 18.6639 | 1.355 | 22.807 | 5.008 | 0 | 0 | 1 | 7.84 | 18.7174 | 1.479 | 26.005 | 5.759 | 1 | 22.572 | 0 | 0 | 257976.33
PI1504-541.2 | PI1504-541 | PI1508-1446 | 2 | 675 | Rainfall_100yr | Rainfall | 0 | 0 | 184495.13 | 7.625 | 4.3144 | 0.703 | 56.27 | 3.29 | 0 | 0 | 2 | 7.719 | 4.3146 | 0.587 | 56.403 | 3.238 | 2 | 2.163 | 0 | 0 | 184495.17
PI1508-1446.1 | PI1508-1446 | PI1508-1030 | 1 | 675 | Rainfall_100yr | Rainfall | 0 | 0 | 184494.77 | 7.498 | 4.3102 | 0.802 | 54.683 | 3.554 | 0 | 0 | 2 | 7.59 | 4.3132 | 0.834 | 56.234 | 3.549 | 2 | 3.83 | 0 | 0 | 184495.11
PI1508-630.1 | PI1508-630 | PI1508-570 | 1 | 675 | Rainfall_100yr | Rainfall | 0 | 0 | 184494.38 | 7.55 | 4.3023 | 0.801 | 52.934 | 3.645 | 0 | 0 | 1 | 7.494 | 4.3042 | 0.93 | 53.159 | 3.833 | 1 | 4.397 | 0 | 0 | 184494.41
PI1508-570.1 | PI1508-570 | PI1508-201 | 1 | 675 | Rainfall_100yr | Rainfall | 0 | 0 | 184494.03 | 7.688 | 4.2765 | 0.916 | 51.551 | 4.172 | 0 | 0 | 2 | 7.53 | 4.3014 | 0.893 | 52.914 | 3.847 | 2 | 4.15 | 0 | 0 | 184494.36
PI1508-201.1 | PI1508-201 | PI1500-3953 | 1 | 675 | Rainfall_100yr | Rainfall | 0 | 0 | 184492.45 | 8.02 | 4.3674 | 1.008 | 50.791 | 4.842 | 0 | 0 | 1 | 7.674 | 4.2754 | 1.017 | 51.537 | 4.412 | 1 | 4.754 | 0 | 0 | 184494.02
PI1508-1030.1 | PI1508-1030 | PI1508-630 | 1 | 675 | Rainfall_100yr | Rainfall | 0 | 0 | 184494.42 | 7.515 | 4.3052 | 0.826 | 53.179 | 3.612 | 0 | 0 | 2 | 7.484 | 4.3091 | 0.857 | 54.669 | 3.692 | 2 | 3.983 | 0 | 0 | 184494.75
PI1504-892.1 | PI1504-892 | PI1504-541 | 1 | 675 | Rainfall_100yr | Rainfall | 0 | 0 | 150499.61 | 7.761 | 3.895 | 0.442 | 56.427 | 2.564 | 0 | 0 | 2 | 8.067 | 3.9051 | 0.737 | 57.462 | 2.534 | 2 | 2.945 | 0 | 0 | 150499.97
PI1500-6382.2 | PI1500-6382 | PI1504-1272 | 2 | 675 | Rainfall_100yr | Rainfall | 0 | 0 | 150679.77 | 8.486 | 3.9379 | 0.767 | 58.655 | 2.491 | 0 | 0 | 1 | 7.626 | 3.9458 | 1.319 | 59.089 | 4.834 | 1 | 6.587 | 0 | 0 | 150679.8
PI1500-3263.1 | PI1500-3263 | PI1500-3234 | 1 | 675 | Rainfall_100yr | Rainfall | 0 | 0 | 1006237.63 | 10.657 | 28.5277 | 0.903 | 49.055 | 7.473 | 0 | 0 | 2 | 11.454 | 28.5278 | 0.736 | 49.918 | 7.372 | 2 | 9.22 | 0 | 0 | 1006257.94
PI6200-1805.1 | PI6200-1805 | PI6200-1144 | 1 | 675 | Rainfall_100yr | Rainfall | 0 | 0 | 1552540.38 | 11.638 | 133.5177 | 0.968 | 112.932 | 5.341 | 0 | 0 | 1 | 11.044 | 133.5173 | 0.874 | 113.978 | 5.634 | 1 | 168.048 | 0 | 0 | 1554619.63
PI5300-3634.1 | PI5300-3634 | CC0600-0 | 1 | 675 | Rainfall_100yr | Rainfall | 0 | 0 | 208911.89 | 9.986 | 28.0597 | 3.302 | 102.986 | 11.966 | 0 | 0 | 1 | 1.015 | 28.0995 | 3.514 | 109.804 | 17.554 | 1 | 56.564 | 0 | 0 | 209373.63
CC0304-756.1 | CC0304-756 | CC0303-1293 | 1 | 675 | Rainfall_100yr | Rainfall | 0 | 0 | 182559.45 | 5.116 | 23.287 | 1.29 | 93.764 | 6.787 | 0 | 0 | 2 | 5.863 | 23.3303 | 1.429 | 101.55 | 7.656 | 2 | 21.771 | 0 | 0 | 183134.13
PI7715-609.1 | PI7715-609 | PI7715-515 | 1 | 675 | Rainfall_100yr | Rainfall | 0 | 0 | 76928.88 | 5.211 | 5.6901 | 0.724 | 52.189 | 5.921 | 0 | 0 | 2 | 4.145 | 5.7035 | 1.77 | 53.351 | 6.521 | 2 | 5.04 | 0 | 0 | 76928.88
PI1500-119.1 | PI1500-119 | PI1300-4935 | 1 | 675 | Rainfall_100yr | Rainfall | 0 | 0 | 1862154.75 | 4.141 | 56.6951 | 0.565 | 33.314 | 4.531 | 0 | 0 | 0.75 | 3.937 | 56.8184 | 0.661 | 33.346 | 4.781 | 1 | 145.93 | 0 | 0 | 1862604.25
PI1500-159.1 | PI1500-159 | PI1500-119 | 1 | 675 | Rainfall_100yr | Rainfall | 0 | 0 | 1862664.38 | 4.318 | 56.8248 | 0.408 | 33.409 | 3.742 | 0 | 0 | 0.79 | 4.029 | 56.8527 | 0.612 | 33.434 | 4.167 | 1 | 290.807 | 0 | 0 | 1862823.38
PI1300-4980.1 | PI1300-4980 | PI1300-4935 | 1 | 675 | Rainfall_100yr | Rainfall | 0 | 0 | 244963.16 | 3.368 | 17.4072 | 0.433 | 33.84 | 9.165 | 0 | 0 | 2 | 3.873 | 17.4078 | 0.877 | 35.044 | 8.806 | 2 | 6.113 | 0 | 0 | 244987.8
PI7700-10545.2 | PI7700-10545 | PI7700-11383 | 2 | 675 | Rainfall_100yr | Rainfall | 0 | 0 | -38024.41 | 3.225 | -2.4133 | 0.593 | 63.267 | -2.854 | 0 | 0 | 1 | 3.455 | -2.4132 | 0.356 | 63.295 | -2.825 | 1 | -4.277 | 0 | 0 | -38023.15
PI7700-11383.1 | PI7700-11383 | PI7700-11525 | 1 | 675 | Rainfall_100yr | Rainfall | 0 | 0 | -40006.34 | 3.483 | -2.4157 | 0.406 | 63.278 | -1.836 | 0 | 0 | 1 | 3.23 | -2.4155 | 0.494 | 63.226 | -1.873 | 1 | 2.425 | 0 | 0 | -40003.45
PI7700-10567.1 | PI7700-10567 | PI7700-10478 | 1 | 675 | Rainfall_100yr | Rainfall | 0 | 0 | 325554.06 | 4.499 | 20.9828 | 1.083 | 63.028 | 6.615 | 0 | 0 | 2 | 4.299 | 20.6075 | 1.308 | 63.633 | 6.909 | 2 | 20.056 | 0 | 0 | 325569.66
PI7700-10221.1 | PI7700-10221 | PI7700-10021 | 1 | 675 | Rainfall_100yr | Rainfall | 0 | 0 | 421001.53 | 1.832 | 25.6916 | 1.141 | 57.516 | 8.52 | 0 | 0 | 2 | 2.861 | 25.7021 | 1.316 | 59.928 | 7.775 | 2 | 20.056 | 0 | 0 | 421036.53
PI7700-9714.1 | PI7700-9714 | PI7700-9541 | 1 | 675 | Rainfall_100yr | Rainfall | 0 | 0 | 430586.88 | 2.777 | 25.5408 | 0.755 | 53.947 | 5.017 | 0 | 0 | 1 | 2.108 | 25.6106 | 1.358 | 54.767 | 7.026 | 1 | 36.363 | 0 | 0 | 430616.38
PI7700-9018.2 | PI7700-9018 | PI7700-8992 | 2 | 675 | Rainfall_100yr | Rainfall | 0 | 0 | 808831.75 | 1.962 | 23.0773 | 0.894 | 51.717 | 6.258 | 0 | 0 | 1 | 3.301 | 23.0885 | 0.16 | 51.61 | 4.502 | 1 | -90.807 | 0 | 0 | 808884
PI5400-893.1 | PI5400-893 | PI5400-822 | 1 | 675 | Rainfall_100yr | Rainfall | 0 | 0 | 1927001.25 | 10.363 | 136.3528 | 0.105 | 102.994 | 6.637 | 0 | 0 | 1 | 7.769 | 136.4108 | 0.903 | 104.054 | 6.663 | 1 | 171.404 | 0 | 0 | 1941188.63
PI5300-2270.1 | PI5300-2270 | PI5300-2224 | 1 | 675 | Rainfall_100yr | Rainfall | 0 | 0 | 488097.47 | 13.623 | 7.1005 | 0.501 | 105.62 | 2.806 | 0 | 0 | 2 | 16.347 | 7.1021 | 0.644 | 108.862 | 2.878 | 2 | 2.648 | 0 | 0 | 489902.38
PI7700-10687.2 | PI7700-10687 | PI7700-11525 | 2 | 675 | Rainfall_100yr | Rainfall | 0 | 0 | 632.15 | 3.483 | 0.66881 | 0.039 | 63.274 | 0.756 | 0 | 0 | 1 | 2.669 | 0.77218 | 0.653 | 63.312 | -1.272 | 1 | 1.785 | 0 | 0 | 632.56
CC0304-1509.1 | CC0304-1509 | CC0304-756 | 1 | 675 | Rainfall_100yr | Rainfall | 0 | 0 | 174570.45 | 4.979 | 22.1006 | 1.209 | 101.601 | 6.926 | 0 | 0 | 2 | 7.112 | 23.6424 | 1.21 | 108.701 | 6.776 | 2 | 18.437 | 0 | 0 | 174571.28
PI030302-1313.1 | PI030302-1313 | PI030302-1046 | 1 | 675 | Rainfall_100yr | Rainfall | 0 | 0 | 33873.55 | 5.727 | 3.118 | 0.095 | 32.583 | 2 | 0 | 0 | 1 | 5.658 | 3.1203 | 0.454 | 33.189 | 2.005 | 1 | 3.236 | 0 | 0 | 33962.11
PI030302-1046.1 | PI030302-1046 | PI030302-691 | 1 | 675 | Rainfall_100yr | Rainfall | 0 | 0 | 33866.07 | 5.099 | 3.1191 | 0.993 | 31.939 | 3.657 | 0 | 0 | 2 | 5.047 | 3.1177 | 0.597 | 32.576 | 2.059 | 2 | 2.808 | 0 | 0 | 33866.15
PI6900-3413.1 | PI6900-3413 | PI6900-3190 | 1 | 675 | Rainfall_100yr | Rainfall | 0 | 0 | 191979.55 | 8.368 | 15.5937 | 1.201 | 23.525 | 5.188 | 0 | 0 | 1 | 7.417 | 15.5815 | 1.202 | 23.991 | 5.212 | 1 | 24.599 | 0 | 0 | 191979.61
PI6900-3591.1 | PI6900-3591 | PI6900-3413 | 1 | 675 | Rainfall_100yr | Rainfall | 0 | 0 | 70029.3 | 8.853 | 4.6424 | 0.175 | 23.899 | 4.112 | 0 | 0 | 2 | 9.108 | 4.7511 | 0.6 | 24.639 | 3.656 | 2 | 1.776 | 0 | 0 | 70172.59
PI0800-5363.1 | PI0800-5363 | PI0800-5262 | 1 | 675 | Rainfall_100yr | Rainfall | 0 | 0 | 6795717 | 10.007 | 170.0491 | 0.126 | 24.722 | 2.879 | 0 | 0 | 1 | 11.081 | 170.0488 | 0.069 | 24.754 | 2.872 | 1 | -431.068 | 0 | 0 | 6800034
PI6600-979.1 | PI6600-979 | PI6600-847 | 1 | 675 | Rainfall_100yr | Rainfall | 0 | 0 | 3139154.5 | 9.312 | 106.1884 | 0.749 | 17.201 | 5.153 | 0 | 0 | 2 | 9.33 | 106.1944 | 0.702 | 17.419 | 5.153 | 2 | 101.217 | 0 | 0 | 3139172.75
CC0900-17460.1 | CC0900-17460 | CC0900-17445 | 1 | 675 | Rainfall_100yr | Rainfall | 0 | 0 | 5477353 | 4.479 | 151.995 | 0.119 | 46.29 | 1.416 | 0 | 0 | 0.9 | 4.47 | 152.0255 | 0.119 | 46.292 | 1.42 | 1 | 157.195 | 0 | 0 | 5478158
CC0900-17990.1 | CC0900-17990 | CC0900-17819 | 1 | 675 | Rainfall_100yr | Rainfall | 0 | 0 | 2208860 | 5.828 | 48.6861 | 0.198 | 47.965 | 4.822 | 0 | 0 | 2 | 6.017 | 48.6841 | 0.291 | 48.354 | 4.815 | 2 | 34.411 | 0 | 0 | 2210513.25
CC0900-17795.1 | CC0900-17795 | CC0900-17745 | 1 | 675 | Rainfall_100yr | Rainfall | 0 | 0 | 2207998 | 5.226 | 48.698 | 0.506 | 47.564 | 4.842 | 0 | 0 | 1 | 5.019 | 48.6974 | 0.726 | 47.678 | 4.849 | 1 | 80.656 | 0 | 0 | 2208443.25
CC0900-17819.1 | CC0900-17819 | CC0900-17795 | 1 | 675 | Rainfall_100yr | Rainfall | 0 | 0 | 2208527 | 5.106 | 48.6922 | 0.31 | 47.745 | 4.718 | 0 | 0 | 2 | 5.066 | 48.6913 | 0.691 | 47.866 | 4.721 | 2 | 18.474 | 0 | 0 | 2208761.5
PI5200-914.1 | PI5200-914 | PI5200-890 | 1 | 675 | Rainfall_100yr | Rainfall | 0 | 0 | 19469.16 | 3.03 | 3.321 | 0.865 | 130.423 | 3.747 | 0 | 0 | 2 | 2.974 | 3.3204 | 0.727 | 130.428 | 3.704 | 2 | 1.782 | 0 | 0 | 19469.17
PI8400-1236.2 | PI8400-1236 | PI8400-1181 | 2 | 675 | Rainfall_100yr | Rainfall | 0 | 0 | 480579.81 | 9.132 | 20.8975 | 0.878 | 29.791 | 5.735 | 0 | 0 | 2 | 9.096 | 20.8999 | 0.757 | 29.785 | 5.713 | 2 | 8.171 | 0 | 0 | 480579.88
PI8400-584.1 | PI8400-584 | PI8400-391 | 1 | 675 | Rainfall_100yr | Rainfall | 0 | 0 | 702444.69 | 9.993 | 25.5891 | 0.357 | 29.844 | 3.385 | 0 | 0 | 2 | 9.775 | 25.5812 | 0.432 | 29.815 | 3.381 | 2 | 20.875 | 0 | 0 | 702527.38
PI7800-144.1 | PI7800-144 | PI7800-76 | 1 | 675 | Rainfall_100yr | Rainfall | 0 | 0 | 3374881.75 | 8.774 | 98.3963 | 0.133 | 26.855 | 5.89 | 0 | 0 | 2 | 8.866 | 98.3994 | 0.139 | 27.017 | 5.888 | 2 | 62.192 | 0 | 0 | 3374935.25
PI7800-76.1 | PI7800-76 | PI7800-45 | 1 | 675 | Rainfall_100yr | Rainfall | 0 | 0 | 3374857 | 8.461 | 98.3661 | 0.105 | 26.607 | 6.444 | 0 | 0 | 2 | 8.593 | 98.3692 | 0.105 | 26.767 | 6.436 | 2 | 20.424 | 0 | 0 | 3374875
PI0300-4405.1 | PI0300-4405 | PI0300-4285 | 1 | 675 | Rainfall_100yr | Rainfall | 0 | 0 | 1884188.13 | 7.588 | 109.2859 | 0.745 | 16.41 | 6.231 | 0 | 0 | 1 | 7.478 | 109.3018 | 0.816 | 16.608 | 6.573 | 1 | 131.21 | 0 | 0 | 1885589.5
PI0800-7048.1 | PI0800-7048 | PI0800-7023 | 1 | 675 | Rainfall_100yr | Rainfall | 0 | 0 | 5037953 | 10.623 | 143.3947 | 0.508 | 26.45 | 4.858 | 0 | 0 | 2 | 10.624 | 143.3924 | 0.467 | 26.461 | 4.857 | 2 | 83.462 | 0 | 0 | 5038292
PI0800-7771.2 | PI0800-7771 | PI0800-7276 | 2 | 675 | Rainfall_100yr | Rainfall | 0 | 0 | 1452619.88 | 10.108 | 56.8757 | 0.111 | 26.389 | 1.928 | 0 | 0 | 1 | 8.888 | 56.8754 | 0.186 | 26.41 | 1.933 | 1 | 212.175 | 0 | 0 | 1455739.38
PI0800-7276.1 | PI0800-7276 | PI0800-7048 | 1 | 675 | Rainfall_100yr | Rainfall | 0 | 0 | 1796060 | 10.65 | 75.4507 | 0.09 | 26.38 | 2.555 | 0 | 0 | 1 | 10.103 | 75.4403 | 0.112 | 26.404 | 2.558 | 1 | 211.587 | 0 | 0 | 1798676.88
PI7807-1308.1 | PI7807-1308 | PI7807-1258 | 1 | 675 | Rainfall_100yr | Rainfall | 0 | 0 | 0 | 4.152 | -0.15467 | 0.218 | 43.88 | -0.475 | 0 | 0 | 1 | 3.881 | -0.05515 | 0.499 | 43.881 | -0.845 | 1 | 1.617 | 0 | 0 | 0
PI9000-1943.1 | PI9000-1943 | PI9000-1839 | 1 | 675 | Rainfall_100yr | Rainfall | 0 | 0 | 2142756.75 | 6.874 | 76.7189 | 0.614 | 52.872 | 5.816 | 0 | 0 | 1 | 6.819 | 76.7202 | 0.845 | 53.167 | 5.818 | 1 | 83.434 | 0 | 0 | 2142769.25
PI6501-1075.1 | PI6501-1075 | PI6501-693 | 1 | 675 | Rainfall_100yr | Rainfall | 0 | 0 | -1618 | 3.982 | -2.8604 | 0.349 | 16.725 | -2.037 | 0 | 0 | 1 | 2.815 | -2.4525 | 0.75 | 16.519 | -1.734 | 1 | 5.266 | 0 | 0 | -1618.31
PI0800-6424.1 | PI0800-6424 | PI0800-6393 | 1 | 675 | Rainfall_100yr | Rainfall | 0 | 0 | 5561619 | 11.438 | 143.9977 | 0.252 | 26.03 | 4.872 | 0 | 0 | 1 | 12.054 | 143.9974 | 0.116 | 26.045 | 4.865 | 1 | -589.97 | 0 | 0 | 5562280.5
PI1500-3953.1 | PI1500-3953 | PI1500-3904 | 1 | 675 | Rainfall_100yr | Rainfall | 0 | 0 | 264944.81 | 8.878 | 9.7767 | 1.008 | 50.709 | 4.588 | 0 | 0 | 1 | 8.02 | 9.7866 | 1.768 | 50.71 | 7.312 | 1 | 29.973 | 0 | 0 | 264944.84
PI0300-9403.1 | PI0300-9403 | PI0300-9285 | 1 | 675 | Rainfall_100yr | Rainfall | 0 | 0 | 462977.72 | 7.211 | 24.1859 | 0.405 | 28.177 | 2.834 | 0 | 0 | 2 | 7.195 | 24.0874 | 0.393 | 28.215 | 2.856 | 2 | 21.453 | 0 | 0 | 462988.66
PI0300-9442.1 | PI0300-9442 | PI0300-9403 | 1 | 675 | Rainfall_100yr | Rainfall | 0 | 0 | 462989.72 | 7.203 | 24.0501 | 0.385 | 28.223 | 2.837 | 0 | 0 | 2 | 7.214 | 24.0287 | 0.375 | 28.236 | 2.827 | 2 | 5.824 | 0 | 0 | 462992.38
PI130101-667.1 | PI130101-667 | PI130101-552 | 1 | 675 | Rainfall_100yr | Rainfall | 0 | 0 | 319819.34 | 6.029 | 12.8502 | 1.017 | 34.42 | 5.349 | 0 | 0 | 1 | 5.535 | 12.8703 | 1.094 | 34.567 | 5.542 | 1 | 16.74 | 0 | 0 | 319820.63
PI5400-1019.1 | PI5400-1019 | PI5400-893 | 1 | 675 | Rainfall_100yr | Rainfall | 0 | 0 | 1941491.38 | 5.312 | 136.4668 | 0.996 | 104.374 | 9.452 | 0 | 0 | 2 | 5.397 | 136.8182 | 0.873 | 104.692 | 8.638 | 2 | 111.23 | 0 | 0 | 1943679.13
CC0400-0.2 | CC0400-0 | PI0504-3096 | 2 | 675 | Rainfall_100yr | Rainfall | 0 | 0 | 847191.06 | 9.142 | 40.8985 | 3.201 | 48.452 | 12.105 | 0 | 0 | 1 | 6.798 | 43.0472 | 3.599 | 50.156 | 18.094 | 1 | 57.965 | 0 | 0 | 847196.38
FICT10.1 | FICT10 | FICT11 | 1 | 675 | Rainfall_100yr | Rainfall | 0 | 0 | -20334.24 | 3.11 | 10.1878 | 0.076 | 108.951 | 3.079 | 0 | 0 | 1 | 7.899 | 10.116 | 0.066 | 108.934 | 2.791 | 1 | -202.368 | 0 | 0 | -20314.45
FICT12.1 | FICT12 | FICT13 | 1 | 675 | Rainfall_100yr | Rainfall | 0 | 0 | 362573.44 | 2.695 | 28.1929 | 0.213 | 111.983 | 8.557 | 0 | 0 | 1 | 5.918 | 28.1929 | 0.194 | 111.922 | 8.041 | 1 | -163.937 | 0 | 0 | 362592.66
FICT14.1 | FICT14 | FICT15 | 1 | 675 | Rainfall_100yr | Rainfall | 0 | 0 | -170730.73 | 2.23 | -9.3622 | 0.204 | 23.857 | -2.914 | 0 | 0 | 1 | 6.845 | -9.1636 | 0.062 | 23.851 | -2.577 | 1 | -198.537 | 0 | 0 | -170711.08
FICT16.1 | FICT16 | FICT17 | 1 | 675 | Rainfall_100yr | Rainfall | 0 | 0 | 13409.56 | 2.095 | 2.7113 | 0.06 | 23.299 | 0.845 | 0 | 0 | 1 | 6.29 | 2.7022 | 0.018 | 23.298 | 0.766 | 1 | -189.185 | 0 | 0 | 13428.89
FICT19.1 | FICT19 | FICT18 | 1 | 675 | Rainfall_100yr | Rainfall | 0 | 0 | 1.13 | 0.305 | 0.0009 | 0.003 | 17.45 | 0.005 | 0 | 0 | 1 | 6.391 | 0.24805 | 0.006 | 17.391 | 0.072 | 1 | -228.972 | 0 | 0 | 17.76
FICT20.1 | FICT20 | FICT21 | 1 | 675 | Rainfall_100yr | Rainfall | 0 | 0 | 403.71 | 2.013 | -0.47587 | 0.012 | 18.539 | -0.15 | 0 | 0 | 1 | 8.036 | -0.47173 | 0.003 | 18.536 | -0.129 | 1 | -226.744 | 0 | 0 | 423.37
FICT22.1 | FICT22 | FICT23 | 1 | 675 | Rainfall_100yr | Rainfall | 0 | 0 | 59376.34 | 2.313 | 5.9858 | 0.046 | 40.965 | 1.831 | 0 | 0 | 1 | 6.414 | 5.9858 | 0.041 | 40.958 | 1.691 | 1 | -187.031 | 0 | 0 | 59395.72
FICT24.1 | FICT24 | FICT25 | 1 | 675 | Rainfall_100yr | Rainfall | 0 | 0 | 16.51 | 1.911 | 0.03614 | 0.028 | 43.861 | 0.073 | 0 | 0 | 1 | 5.86 | 0.04262 | 0.001 | 43.86 | 0.012 | 1 | -183.577 | 0 | 0 | 35.61
FICT26.1 | FICT26 | FICT27 | 1 | 675 | Rainfall_100yr | Rainfall | 0 | 0 | 15007.88 | 2.173 | 3.9175 | 0.063 | 54.395 | 1.206 | 0 | 0 | 1 | 6.373 | 3.9175 | 0.027 | 54.391 | 1.108 | 1 | -189.298 | 0 | 0 | 15027.13
FICT28.1 | FICT28 | FICT29 | 1 | 675 | Rainfall_100yr | Rainfall | 0 | 0 | -333860.63 | 2.197 | -6.4946 | 0.16 | 54.655 | -2.039 | 0 | 0 | 1 | 6.085 | -6.4942 | 0.044 | 54.635 | -1.847 | 1 | -182.412 | 0 | 0 | -333841.34
FICT36.1 | FICT36 | FICT35 | 1 | 675 | Rainfall_100yr | Rainfall | 0 | 0 | 16.98 | 1.9 | 0.01594 | 0.013 | 54.49 | 0.033 | 0 | 0 | 1 | 5.489 | 0.01929 | 0 | 54.489 | 0.006 | 1 | -175.012 | 0 | 0 | 36.03
FICT30.1 | FICT30 | FICT34 | 1 | 675 | Rainfall_100yr | Rainfall | 0 | 0 | 28258.39 | 2.25 | 2.9627 | 0.05 | 56.613 | 0.907 | 0 | 0 | 1 | 6.6 | 2.9627 | 0.02 | 56.611 | 0.834 | 1 | -192.648 | 0 | 0 | 28277.8
FICT32.1 | FICT32 | FICT33 | 1 | 675 | Rainfall_100yr | Rainfall | 0 | 0 | -110640.72 | 2.328 | -3.4848 | 0.059 | 56.92 | -1.074 | 0 | 0 | 1 | 5.908 | -3.4177 | 0.024 | 56.915 | -0.978 | 1 | -174.866 | 0 | 0 | -110621.47
FICT37.1 | FICT37 | FICT38 | 1 | 675 | Rainfall_100yr | Rainfall | 0 | 0 | 97936.99 | 2.354 | 3.8824 | 0.03 | 51.865 | 1.186 | 0 | 0 | 1 | 5.844 | 3.8824 | 0.027 | 51.863 | 1.109 | 1 | -172.557 | 0 | 0 | 97956.28
FICT39.1 | FICT39 | FICT40 | 1 | 675 | Rainfall_100yr | Rainfall | 0 | 0 | 13.39 | 1.681 | 0.09376 | 0.04 | 57.171 | 0.106 | 0 | 0 | 1 | 6.169 | 0.11217 | 0.001 | 57.169 | 0.032 | 1 | -195.724 | 0 | 0 | 32.28
FICT41.1 | FICT41 | FICT42 | 1 | 675 | Rainfall_100yr | Rainfall | 0 | 0 | 15.17 | 1.804 | 0.02378 | 0.018 | 59.138 | 0.049 | 0 | 0 | 1 | 6.136 | 0.02762 | 0 | 59.136 | 0.008 | 1 | -192.294 | 0 | 0 | 34.22
FICT43.1 | FICT43 | FICT44 | 1 | 675 | Rainfall_100yr | Rainfall | 0 | 0 | 93108.21 | 2.191 | 9.8845 | 0.158 | 74.44 | 3.042 | 0 | 0 | 1 | 6.319 | 9.8847 | 0.067 | 74.424 | 2.799 | 1 | -187.6 | 0 | 0 | 93127.53
FICT45.1 | FICT45 | FICT46 | 1 | 675 | Rainfall_100yr | Rainfall | 0 | 0 | 134453.19 | 2.6 | 10.9087 | 0.093 | 70.891 | 3.321 | 0 | 0 | 1 | 5.746 | 10.9087 | 0.076 | 70.879 | 3.124 | 1 | -163.702 | 0 | 0 | 134472.3
FICT47.1 | FICT47 | FICT48 | 1 | 675 | Rainfall_100yr | Rainfall | 0 | 0 | -333083.56 | 2.27 | -13.5517 | 0.232 | 77.892 | -4.149 | 0 | 0 | 1 | 6.591 | -13.5517 | 0.091 | 77.815 | -3.817 | 1 | -192.759 | 0 | 0 | -333064.41
FICT49.1 | FICT49 | FICT50 | 1 | 675 | Rainfall_100yr | Rainfall | 0 | 0 | 12.2 | 1.534 | 0.02623 | 0.022 | 66.884 | 0.058 | 0 | 0 | 1 | 5.883 | 0.03289 | 0 | 66.883 | 0.01 | 1 | -192.648 | 0 | 0 | 30.86
FICT51.1 | FICT51 | FICT52 | 1 | 675 | Rainfall_100yr | Rainfall | 0 | 0 | -51218.89 | 2.586 | -76.9886 | 0.875 | 74.16 | -23.417 | 0 | 0 | 1 | 6.517 | -71.8911 | 0.486 | 71.906 | -20.276 | 1 | -185.933 | 0 | 0 | -51192.1
FICT53.1 | FICT53 | FICT54 | 1 | 675 | Rainfall_100yr | Rainfall | 0 | 0 | -103559.1 | 2.174 | -6.078 | 0.135 | 76.395 | -1.895 | 0 | 0 | 1 | 6.393 | -5.9604 | 0.041 | 76.393 | -1.689 | 1 | -189.748 | 0 | 0 | -103539.85
FICT61.1 | FICT61 | FICT60 | 1 | 675 | Rainfall_100yr | Rainfall | 0 | 0 | 0 | 0.1 | 0 | 0 | 22.1 | 0 | 0 | 0 | 0.05 | 0.1 | 0 | 0 | 23.1 | 0 | 0 | 15.999 | 0 | 0 | 0
FICT62.2 | FICT62 | FICT63 | 2 | 675 | Rainfall_100yr | Rainfall | 0 | 0 | 10492.21 | 2.255 | 6.8016 | 0.462 | 24.323 | 2.083 | 0 | 0 | 1 | 1.563 | 6.7149 | 0.919 | 24.656 | 3.958 | 1 | 12.57 | 0 | 0 | 11277.71
PI6900-106.1 | PI6900-106 | PI6600-1738 | 1 | 675 | Rainfall_100yr | Rainfall | 0 | 0 | 1648405 | 9.384 | 47.0417 | 0.98 | 18.566 | 5.565 | 0 | 0 | 1 | 9.073 | 47.0337 | 0.941 | 18.756 | 5.955 | 1 | 57.875 | 0 | 0 | 1648415.38
PI6700-1353.1 | PI6700-1353 | PI6700-1185 | 1 | 675 | Rainfall_100yr | Rainfall | 0 | 0 | 1973.18 | 3.103 | 2.4357 | 0.133 | 21.187 | 2.58 | 0 | 0 | 2 | 3.386 | 2.4317 | 0.902 | 21.943 | -2.952 | 2 | 1.864 | 0 | 0 | 1973.31
CUL01.1 | CUL01 | CUL02 | 1 | 675 | Rainfall_100yr | Rainfall | 0 | 0 | 1046553.81 | 6.248 | 32.4161 | 0.991 | 44.919 | 5.359 | 0 | 0 | 1 | 6.174 | 32.4254 | 0.833 | 44.924 | 4.744 | 1 | 36.741 | 0 | 0 | 1046656.31
CUL03.1 | CUL03 | CUL04 | 1 | 675 | Rainfall_100yr | Rainfall | 0 | 0 | 1121107.13 | 6.718 | 32.2789 | 1.321 | 44.921 | 6.828 | 0 | 0 | 1 | 6.419 | 32.2889 | 1.317 | 44.922 | 6.513 | 1 | 81.634 | 0 | 0 | 1121179
CUL06.1 | CUL06 | CUL05 | 1 | 675 | Rainfall_100yr | Rainfall | 0 | 0 | 5997418 | 6.521 | 160.4768 | 0.259 | 44.927 | 2.461 | 0 | 0 | 1 | 6.471 | 160.6776 | 0.265 | 44.927 | 2.501 | 1 | 387.523 | 0 | 0 | 5998118
DET5-1.1 | DET5-1 | Break-1 | 1 | 675 | Rainfall_100yr | Rainfall | 0 | 0 | 55701.48 | 6.979 | 6.3308 | 0.344 | 44.916 | 7.16 | 0 | 0 | 1 | 6.117 | 6.3308 | 0.933 | 44.917 | 7.221 | 1 | 6.94 | 0 | 0 | 55720.55
DET5-2.1 | DET5-2 | Break-2 | 1 | 675 | Rainfall_100yr | Rainfall | 0 | 0 | 55882.31 | 6.96 | 6.2666 | 0.34 | 44.916 | 7.08 | 0 | 0 | 2 | 6.316 | 6.2665 | 0.747 | 44.916 | 6.982 | 2 | 5.608 | 0 | 0 | 55904.22
CUL07.1 | CUL07 | CUL08 | 1 | 675 | Rainfall_100yr | Rainfall | 0 | 0 | 6525018.5 | 8.157 | 226.4347 | 0.927 | 18.178 | 7.699 | 0 | 0 | 1 | 7.993 | 226.4347 | 0.962 | 18.395 | 7.701 | 1 | 301.483 | 0 | 0 | 6526800.5
PX0103-5270.1 | PX0103-5270 | PX0103-4673 | 1 | 675 | Rainfall_100yr | Rainfall | 0 | 0 | -1.15 | 8.881 | 13.7948 | 0.135 | 32.551 | 1.877 | 0 | 0 | 1 | 8.351 | 9.4478 | 0.053 | 32.551 | 1.28 | 1 | 19.883 | 0 | 0 | 0
PX0103-4673.1 | PX0103-4673 | PX0103-4029 | 1 | 675 | Rainfall_100yr | Rainfall | 0 | 0 | 537577.88 | 9.011 | 32.322 | 0.412 | 32.131 | 4.292 | 0 | 0 | 2 | 8.741 | 32.3393 | 0.477 | 32.551 | 4.259 | 2 | 19.883 | 0 | 0 | 537750.94
PX0103-4029.1 | PX0103-4029 | PX0103-3344 | 1 | 675 | Rainfall_100yr | Rainfall | 0 | 0 | 536336.94 | 9.532 | 32.275 | 0.196 | 32.027 | 2.455 | 0 | 0 | 1 | 8.987 | 32.275 | 0.454 | 32.09 | 2.458 | 1 | 42.82 | 0 | 0 | 537564.25
PX0103-3344.1 | PX0103-3344 | PX0103-3229 | 1 | 675 | Rainfall_100yr | Rainfall | 0 | 0 | 919987.38 | 9.271 | 52.0294 | 0.374 | 31.871 | 3.903 | 0 | 0 | 2 | 9.31 | 52.0369 | 0.42 | 32.016 | 3.903 | 2 | 42.82 | 0 | 0 | 920347.31
PX0103-3229.1 | PX0103-3229 | PX0103-2095 | 1 | 675 | Rainfall_100yr | Rainfall | 0 | 0 | 914082.56 | 8.582 | 51.9436 | 0.209 | 30.093 | 3.915 | 0 | 0 | 2 | 8.835 | 52.0191 | 0.478 | 31.436 | 3.911 | 2 | 42.82 | 0 | 0 | 919951.75
PX0100-4641.1 | PX0100-4641 | PX0100-2486 | 1 | 675 | Rainfall_100yr | Rainfall | 0 | 0 | 1475091.13 | 39.237 | 18.0518 | 0.604 | 58.63 | 3.359 | 0 | 0 | 2 | 51.686 | 19.1254 | 2.518 | 73.005 | 10.497 | 2 | 6.66 | 0 | 0 | 1488258
PX0100-855.1 | PX0100-855 | PX0100-284 | 1 | 675 | Rainfall_100yr | Rainfall | 0 | 0 | 1467201.13 | 10.16 | 18.116 | 0.179 | 28.031 | 6.55 | 0 | 0 | 2 | 17.135 | 18.1024 | 0.268 | 35.369 | 5.61 | 2 | 4.665 | 0 | 0 | 1467964.38
PX0100-1415.1 | PX0100-1415 | PX0100-855 | 1 | 675 | Rainfall_100yr | Rainfall | 0 | 0 | 1468130.88 | 17.942 | 18.0986 | 0.237 | 36.165 | 5.502 | 0 | 0 | 2 | 24.754 | 18.0859 | 0.418 | 43.379 | 4.842 | 2 | 4.665 | 0 | 0 | 1469636.25
PX0100-1919.1 | PX0100-1919 | PX0100-1415 | 1 | 675 | Rainfall_100yr | Rainfall | 0 | 0 | 1469896 | 25.376 | 18.0823 | 0.34 | 43.995 | 4.782 | 0 | 0 | 2 | 31.497 | 18.0711 | 0.638 | 50.499 | 4.327 | 2 | 4.665 | 0 | 0 | 1471820.5
PX0100-2486.1 | PX0100-2486 | PX0100-1919 | 1 | 675 | Rainfall_100yr | Rainfall | 0 | 0 | 1472158.63 | 32.003 | 18.0676 | 0.72 | 51.002 | 4.29 | 0 | 0 | 2 | 38.874 | 18.0553 | 0.605 | 58.32 | 3.994 | 2 | 4.665 | 0 | 0 | 1474665.75
PX0103-2095.1 | PX0103-2095 | PX0103-1345 | 1 | 675 | Rainfall_100yr | Rainfall | 0 | 0 | 1660181.38 | 8.389 | 73.4888 | 0.237 | 29.251 | 4.431 | 0 | 0 | 2 | 8.31 | 73.6561 | 0.408 | 29.853 | 4.434 | 2 | 58.622 | 0 | 0 | 1667315.88
PX0103-1345.1 | PX0103-1345 | PX0100-4792 | 1 | 675 | Rainfall_100yr | Rainfall | 0 | 0 | 2851646.75 | 4.37 | 3557.0491 | 17.598 | 888.56 | 235.927 | 0 | 0 | 2 | 7.931 | 477.6483 | 2.466 | 40.619 | 32.017 | 2 | 58.622 | 0 | 0 | 2874067.5
PX0100-284.1 | PX0100-284 | PX0100-0 | 1 | 675 | Rainfall_100yr | Rainfall | 0 | 0 | 1466919.63 | 7.729 | 18.1278 | 0.175 | 25.016 | 5.418 | 0 | 0 | 2 | 9.259 | 18.1201 | 0.228 | 26.949 | 5.258 | 2 | 8.396 | 0 | 0 | 1467134.75
PX0101-3163.1 | PX0101-3163 | PX0100-4792 | 1 | 675 | Rainfall_100yr | Rainfall | 0 | 0 | 246678.45 | 8.001 | 3.0031 | 1.005 | 24.131 | 5.801 | 0 | 0 | 2 | 66.103 | 3.0002 | 1.893 | 83.609 | 5.777 | 2 | 0.477 | 0 | 0 | 255892.13
PX0102-1875.1 | PX0102-1875 | PX0101-3491 | 1 | 675 | Rainfall_100yr | Rainfall | 0 | 0 | 590902.5 | 3.659 | 40.4752 | 0.998 | 18.659 | 7.763 | 0 | 0 | 2 | 7.459 | 40.4756 | 0.511 | 24.699 | 5.321 | 2 | 20.668 | 0 | 0 | 602726.13
PX0104-1974.1 | PX0104-1974 | PX0104-767 | 1 | 675 | Rainfall_100yr | Rainfall | 0 | 0 | -5756.97 | 11.549 | 11.4844 | 0.091 | 31.334 | 2.184 | 0 | 0 | 1 | 9.344 | 4.6003 | 0.037 | 31.334 | 0.897 | 1 | 17.497 | 0 | 0 | -30.33
PX0104-767.1 | PX0104-767 | PX0103-2095 | 1 | 675 | Rainfall_100yr | Rainfall | 0 | 0 | 560092.19 | 11.591 | 29.6504 | 0.146 | 30.11 | 5.479 | 0 | 0 | 2 | 11.42 | 29.631 | 0.124 | 31.334 | 5.305 | 2 | 17.497 | 0 | 0 | 564021.19
PX0105-366.1 | PX0105-366 | PX0101-3491 | 1 | 675 | Rainfall_100yr | Rainfall | 0 | 0 | 1825130.13 | 3.659 | 105.6337 | 1.066 | 19.688 | 10.055 | 0 | 0 | 0.93 | 3.716 | 105.6355 | 1.067 | 21.387 | 8.679 | 1 | 91.942 | 0 | 0 | 1828535.38
PX0106-5313.1 | PX0106-5313 | PX0106-4914 | 1 | 675 | Rainfall_100yr | Rainfall | 0 | 0 | 349469.97 | 11.216 | 24.3857 | 0.209 | 38.186 | 3.29 | 0 | 0 | 2 | 10.855 | 20.2113 | 0.505 | 38.293 | 2.598 | 2 | 22.367 | 0 | 0 | 349472.09
PX0106-4914.1 | PX0106-4914 | PX0106-4363 | 1 | 675 | Rainfall_100yr | Rainfall | 0 | 0 | 768153.06 | 11.436 | 45.4935 | 0.406 | 37.815 | 5.954 | 0 | 0 | 2 | 11.112 | 45.4821 | 0.548 | 38.139 | 5.853 | 2 | 22.367 | 0 | 0 | 768153.94
PX0106-4363.1 | PX0106-4363 | PX0106-3868 | 1 | 675 | Rainfall_100yr | Rainfall | 0 | 0 | 768138.5 | 11.663 | 45.5114 | 0.251 | 37.481 | 6.108 | 0 | 0 | 2 | 11.333 | 45.501 | 0.547 | 37.71 | 6.013 | 2 | 22.367 | 0 | 0 | 768153.06
PX0108-1872.1 | PX0108-1872 | PX0108-1609 | 1 | 675 | Rainfall_100yr | Rainfall | 0 | 0 | -22.6 | 6.641 | 1.393 | 0.116 | 32.739 | 0.528 | 0 | 0 | 1 | 6.339 | 0.28846 | 0.016 | 32.739 | 0.039 | 1 | 32.846 | 0 | 0 | -0.02
PX0108-1609.1 | PX0108-1609 | PX0108-1363 | 1 | 675 | Rainfall_100yr | Rainfall | 0 | 0 | -154.97 | 6.891 | 2.3849 | 0.133 | 32.739 | 0.735 | 0 | 0 | 1 | 6.641 | 1.4308 | 0.122 | 32.739 | 0.548 | 1 | 32.846 | 0 | 0 | -26.78
PX0107-1933.1 | PX0107-1933 | PX0106-3868 | 1 | 675 | Rainfall_100yr | Rainfall | 0 | 0 | 70007.19 | 11.623 | 52.0217 | 0.103 | 37.383 | 2.524 | 0 | 0 | 1 | 3.889 | 8.826 | 0.884 | 37.39 | 3.38 | 1 | 164.831 | 0 | 0 | 70013.97
PX0106-3704.1 | PX0106-3704 | PX0106-3245 | 1 | 675 | Rainfall_100yr | Rainfall | 0 | 0 | 2445954.5 | 9.957 | 145.3498 | 0.422 | 35.479 | 5.854 | 0 | 0 | 2 | 10.177 | 145.3281 | 0.561 | 36.217 | 5.847 | 2 | 112.613 | 0 | 0 | 2445954.5
PX0106-3245.1 | PX0106-3245 | PX0106-2623 | 1 | 675 | Rainfall_100yr | Rainfall | 0 | 0 | 2445780.5 | 8.784 | 145.4142 | 0.986 | 33.631 | 6.015 | 0 | 0 | 2 | 9.062 | 145.386 | 0.631 | 34.585 | 5.872 | 2 | 112.613 | 0 | 0 | 2445954.5
PX0108-549.1 | PX0108-549 | PX0106-2623 | 1 | 675 | Rainfall_100yr | Rainfall | 0 | 0 | 106351.34 | 8.337 | 14.243 | 0.342 | 32.737 | 1.405 | 0 | 0 | 1 | 7.759 | 11.2082 | 0.423 | 32.738 | 1.517 | 1 | 109.632 | 0 | 0 | 106885.16
PX0106-3868.1 | PX0106-3868 | PX0106-3704 | 1 | 675 | Rainfall_100yr | Rainfall | 0 | 0 | 2445954.5 | 11.077 | 145.2918 | 0.409 | 37.121 | 5.829 | 0 | 0 | 2 | 11.157 | 145.2843 | 0.505 | 37.383 | 5.827 | 2 | 112.613 | 0 | 0 | 2445954.5
PX0108-1306.1 | PX0108-1306 | PX0108-549 | 1 | 675 | Rainfall_100yr | Rainfall | 0 | 0 | 106902.52 | 7.759 | 11.0583 | 0.346 | 32.738 | 1.334 | 0 | 0 | 1 | 6.943 | 4.9773 | 0.425 | 32.739 | 1.522 | 1 | 109.632 | 0 | 0 | 107641.34
PX0108-1363.1 | PX0108-1363 | PX0108-1306 | 1 | 675 | Rainfall_100yr | Rainfall | 0 | 0 | -220.99 | 6.943 | 2.7077 | 0.113 | 32.739 | 0.616 | 0 | 0 | 1 | 6.891 | 2.4431 | 0.109 | 32.739 | 0.581 | 1 | 109.632 | 0 | 0 | -174.79
PX0106-2623.1 | PX0106-2623 | PX0100-4792 | 1 | 675 | Rainfall_100yr | Rainfall | 0 | 0 | 4913654 | 7.87 | 343.0141 | 1.559 | 23.871 | 8.819 | 0 | 0 | 1 | 2.152 | 343.4167 | 2.398 | 32.737 | 19.95 | 1 | 1278.445 | 0 | 0 | 4920947.5
PX0109-843.1 | PX0109-843 | PX0108-1306 | 1 | 675 | Rainfall_100yr | Rainfall | 0 | 0 | 107889.7 | 6.95 | 2.7671 | 0.585 | 32.754 | 2.474 | 0 | 0 | 1 | 2.935 | 2.3771 | 0.995 | 32.945 | 3.572 | 1 | 7.419 | 0 | 0 | 108359.98
PX0109-2746.1 | PX0109-2746 | PX0109-843 | 1 | 675 | Rainfall_100yr | Rainfall | 0 | 0 | 108368.31 | 2.956 | 2.3525 | 0.474 | 32.966 | 2.115 | 0 | 0 | 1 | 0.593 | 2.0612 | 0.858 | 37.749 | 3.17 | 1 | 6.373 | 0 | 0 | 109557.88
PX0109-3885.1 | PX0109-3885 | PX0109-2835 | 1 | 675 | Rainfall_100yr | Rainfall | 0 | 0 | 2050577.63 | 4.782 | 201.496 | 0.998 | 42.567 | 10.401 | 0 | 0 | 2 | 6.113 | 201.5593 | 0.543 | 44.679 | 7.022 | 2 | 116.923 | 0 | 0 | 2072895.63
PX0109-5746.1 | PX0109-5746 | PX0109-3885 | 1 | 675 | Rainfall_100yr | Rainfall | 0 | 0 | 980214.5 | 7.15 | 96.3355 | 0.222 | 45.221 | 4.722 | 0 | 0 | 2 | 7.48 | 96.2088 | 0.508 | 47.251 | 4.703 | 2 | 78.734 | 0 | 0 | 1002973.56
PX0109-7098.1 | PX0109-7098 | PX0109-5746 | 1 | 675 | Rainfall_100yr | Rainfall | 0 | 0 | 469482.5 | 7.369 | 65.891 | 0.894 | 47.582 | 4.989 | 0 | 0 | 1 | 4.45 | 66.0729 | 1.069 | 50.347 | 7.625 | 1 | 91.602 | 0 | 0 | 470461.78
PX0109-8402.1 | PX0109-8402 | PX0109-7098 | 1 | 675 | Rainfall_100yr | Rainfall | 0 | 0 | 19325.68 | 4.848 | -2.175 | 0.568 | 50.349 | 1.485 | 0 | 0 | 1 | 2.25 | 0.38069 | 0.622 | 50.75 | 1.588 | 1 | 5.039 | 0 | 0 | 19596.77
PX0109-9201.1 | PX0109-9201 | PX0109-8480 | 1 | 675 | Rainfall_100yr | Rainfall | 0 | 0 | 510758.38 | 2.584 | 49.1149 | 0.994 | 52.939 | 7.314 | 0 | 0 | 0.65 | 2.56 | 49.1454 | 0.768 | 54.58 | 5.788 | 1 | 65.497 | 0 | 0 | 514550.16
PX0100-0.1 | PX0100-0 | CC0900-8904 | 1 | 675 | Rainfall_100yr | Rainfall | 0 | 0 | 14989955 | 7.254 | 447.9816 | 0.159 | 24.524 | 5.106 | 0 | 0 | 1 | 7.245 | 447.9818 | 0.162 | 24.554 | 5.106 | 1 | 514.3 | 0 | 0 | 14990604
PX9700-1218.1 | PX9700-1218 | PX9700-810 | 1 | 675 | Rainfall_100yr | Rainfall | 0 | 0 | 832737.56 | 4.63 | 68.3756 | 1.011 | 70.13 | 8.254 | 0 | 0 | 1 | 3.13 | 68.3787 | 1.014 | 70.605 | 7.79 | 1 | 87.189 | 0 | 0 | 837617.56
PX9800-877.1 | PX9800-877 | PX9800-308 | 1 | 675 | Rainfall_100yr | Rainfall | 0 | 0 | 743698.25 | 3.423 | 61.9832 | 0.996 | 74.423 | 7.956 | 0 | 0 | 0.86 | 3.056 | 61.996 | 0.708 | 75.618 | 6.021 | 1 | 60.201 | 0 | 0 | 749078.94
PX9200-2075.1 | PX9200-2075 | PX9200-520 | 1 | 675 | Rainfall_100yr | Rainfall | 0 | 0 | 142933.31 | 3.337 | 17.0007 | 0.984 | 62.337 | 5.241 | 0 | 0 | 0.83 | 1.431 | 17.0504 | 0.747 | 63.708 | 4.222 | 1 | 63.09 | 0 | 0 | 151215.61
PX9010-219.1 | PX9010-219 | PI9000-3588 | 1 | 675 | Rainfall_100yr | Rainfall | 0 | 0 | 33740.83 | 9.905 | 5.8646 | 0.036 | 58.748 | 0.756 | 0 | 0 | 1 | 8.753 | 5.8591 | 0.393 | 58.756 | 0.765 | 1 | 48.537 | 0 | 0 | 33746.38
PX9008-5558.1 | PX9008-5558 | PX9008-4666 | 1 | 675 | Rainfall_100yr | Rainfall | 0 | 0 | 16404.53 | 0.314 | 0.31553 | 0.555 | 79.211 | 1.496 | 0 | 0 | 0.31 | 0.238 | 0.31553 | 0.947 | 84.313 | 2.201 | 0 | 2.705 | 0 | 0 | 16514
PX9008-4666.1 | PX9008-4666 | PX9008-2849 | 1 | 675 | Rainfall_100yr | Rainfall | 0 | 0 | 16173.49 | 2.152 | 0.64329 | 0.521 | 71.054 | 1.326 | 0 | 0 | 1 | 0.216 | 0.31553 | 0.921 | 79.141 | 2.014 | 1 | 7.778 | 0 | 0 | 16401.86
PX9008-607.1 | PX9008-607 | PI9000-4327 | 1 | 675 | Rainfall_100yr | Rainfall | 0 | 0 | 130644.62 | 8.541 | 12.7333 | 0.55 | 61.471 | 3.463 | 0 | 0 | 1 | 6.605 | 12.7276 | 1.181 | 63.418 | 4.39 | 1 | 18.05 | 0 | 0 | 130715.72
PX9008-2849.1 | PX9008-2849 | PX9008-607 | 1 | 675 | Rainfall_100yr | Rainfall | 0 | 0 | 130718.24 | 7 | 12.7256 | 0.517 | 63.81 | 3.557 | 0 | 0 | 1 | 1.884 | 13.6101 | 1.101 | 71.054 | 5.943 | 1 | 16.75 | 0 | 0 | 130995.8
PX9008-5969.1 | PX9008-5969 | PX9008-5692 | 1 | 675 | Rainfall_100yr | Rainfall | 0 | 0 | 572178.69 | 3.676 | 56.4344 | 1.233 | 88.163 | 8.602 | 0 | 0 | 0.92 | 2.163 | 56.4381 | 1.238 | 89.219 | 8.604 | 1 | 106.355 | 0 | 0 | 574769.81
PI8000-6714.2 | PI8000-6714 | PX8014-69 | 2 | 675 | Rainfall_100yr | Rainfall | 0 | 0 | 67559.92 | 4.271 | 15.1953 | 0.292 | 66.259 | 4.486 | 0 | 0 | 2 | 4.903 | 15.1979 | 0.412 | 66.907 | 4.425 | 2 | 0 | 0 | 0 | 67599.13
PX8013-1742.1 | PX8013-1742 | PI8000-6714 | 1 | 675 | Rainfall_100yr | Rainfall | 0 | 0 | 111769.04 | 6.92 | 12.8417 | 0.086 | 67.309 | 3.595 | 0 | 0 | 1 | 6.686 | 12.842 | 0.818 | 69.462 | 3.611 | 1 | 13.579 | 0 | 0 | 112476.78
PX8013-2240.1 | PX8013-2240 | PX8013-1742 | 1 | 675 | Rainfall_100yr | Rainfall | 0 | 0 | 73788.88 | 7.121 | 8.5065 | 0.381 | 69.927 | 3.886 | 0 | 0 | 2 | 8.618 | 8.5166 | 0.831 | 73.196 | 3.731 | 2 | 6.305 | 0 | 0 | 73789.22
PX8013-2416.1 | PX8013-2416 | PX8013-2240 | 1 | 675 | Rainfall_100yr | Rainfall | 0 | 0 | 26555.68 | 8.859 | 3.4247 | 0.191 | 73.252 | 1.496 | 0 | 0 | 1 | 8.379 | 3.4357 | 0.778 | 73.409 | 2.082 | 1 | 6.305 | 0 | 0 | 26555.69
PX9004-1256.1 | PX9004-1256 | PX9004-438 | 1 | 675 | Rainfall_100yr | Rainfall | 0 | 0 | 95628.65 | 8.194 | 7.579 | 0.41 | 68.341 | 3.379 | 0 | 0 | 2 | 10.227 | 7.5697 | 0.703 | 72.379 | 3.163 | 2 | 5.206 | 0 | 0 | 95629.2
PX9004-438.1 | PX9004-438 | PI9004-866 | 1 | 675 | Rainfall_100yr | Rainfall | 0 | 0 | 135090.75 | 8.285 | 11.2815 | 0.457 | 66.931 | 3.081 | 0 | 0 | 1 | 7.889 | 11.2824 | 0.865 | 68.029 | 3.447 | 1 | 13.193 | 0 | 0 | 135090.83
PX9009-300.1 | PX9009-300 | PI9000-2630 | 1 | 675 | Rainfall_100yr | Rainfall | 0 | 0 | 359381.44 | 9.696 | 43.9883 | 1.054 | 56.953 | 3.288 | 0 | 0 | 1 | 7.073 | 43.9911 | 1.479 | 57.244 | 5.659 | 1 | 141.586 | 0 | 0 | 359391.75
PX9200-302.1 | PX9200-302 | CC0900-20294 | 1 | 675 | Rainfall_100yr | Rainfall | 0 | 0 | 25628.82 | 6.749 | 0.80307 | 1.238 | 61.75 | 3.181 | 0 | 0 | 1 | 3.948 | 0.56749 | 1.231 | 61.749 | 2.913 | 1 | 9.996 | 0 | 0 | 25679.05
PX9700-356.1 | PX9700-356 | PX9700-140 | 1 | 675 | Rainfall_100yr | Rainfall | 0 | 0 | 18724.83 | 1.116 | 0.37028 | 0.468 | 66.117 | 1.279 | 0 | 0 | 0.74 | 0.618 | 0.37028 | 0.733 | 66.12 | 1.775 | 1 | 5.953 | 0 | 0 | 18754.33
PX9800-256.1 | PX9800-256 | PX9800-106 | 1 | 675 | Rainfall_100yr | Rainfall | 0 | 0 | 11337.27 | 0.266 | 0.23032 | 0.447 | 70.284 | 1.09 | 0 | 0 | 0.18 | 0.208 | 0.23032 | 0.725 | 71.245 | 1.555 | 0 | 11.386 | 0 | 0 | 11342.47
PX7819-2604.1 | PX7819-2604 | PI7819-2220 | 1 | 675 | Rainfall_100yr | Rainfall | 0 | 0 | 157956.8 | 4.118 | 2.0014 | 0.986 | 59.221 | 3.049 | 0 | 0 | 2 | 6.83 | 2.0003 | 1.801 | 62.398 | 4.975 | 2 | 0.797 | 0 | 0 | 158287.05
PX781904-299.1 | PX781904-299 | PX150401-915 | 1 | 675 | Rainfall_100yr | Rainfall | 0 | 0 | 253356.08 | 5.651 | 43.588 | 1.308 | 57.651 | 4.777 | 0 | 0 | 1 | 3.452 | 44.931 | 1.383 | 57.652 | 7.457 | 1 | 123.628 | 0 | 0 | 256204.7
PX8014-101.1 | PX8014-101 | PX8013-926 | 1 | 675 | Rainfall_100yr | Rainfall | 0 | 0 | 67398.87 | 3.919 | 15.19 | 1 | 65.919 | 5.727 | 0 | 0 | 2 | 3.918 | 15.1914 | 0.704 | 65.918 | 4.662 | 2 | 0 | 0 | 0 | 67556.63
PX8013-926.1 | PX8013-926 | PX8013-40 | 1 | 675 | Rainfall_100yr | Rainfall | 0 | 0 | 9830.79 | 4.202 | 0.66064 | 0.269 | 65.918 | 2.864 | 0 | 0 | 2 | 3.919 | 0.66048 | 0.385 | 65.919 | 2.004 | 2 | 0.272 | 0 | 0 | 9862.32
PX581601-10347.1 | PX581601-10347 | PX581601-10309 | 1 | 675 | Rainfall_100yr | Rainfall | 0 | 0 | 60598.86 | 0.556 | 1.1461 | 0.472 | 160.696 | 1.607 | 0 | 0 | 0.28 | 0.374 | 1.1461 | 0.977 | 160.998 | 2.826 | 0 | 23.082 | 0 | 0 | 60612.14
PX581601-10494.1 | PX581601-10494 | PX581601-10347 | 1 | 675 | Rainfall_100yr | Rainfall | 0 | 0 | 60616.57 | 0.528 | 1.1461 | 0.563 | 161.074 | 1.729 | 0 | 0 | 0.26 | 0.363 | 1.1461 | 1.035 | 162.498 | 2.949 | 0 | 22.907 | 0 | 0 | 60653.71
PX581601-10309.1 | PX581601-10309 | PX581601-10188 | 1 | 675 | Rainfall_100yr | Rainfall | 0 | 0 | 60540.85 | 0.377 | 1.1461 | 0.96 | 160.298 | 2.79 | 0 | 0 | 0.22 | 0.437 | 1.1461 | 0.72 | 160.616 | 2.262 | 0 | 11.283 | 0 | 0 | 60592.27
PX581601-10593.1 | PX581601-10593 | PX581601-10494 | 1 | 675 | Rainfall_100yr | Rainfall | 0 | 0 | 60658 | 0.521 | 1.1461 | 0.565 | 162.569 | 1.762 | 0 | 0 | 0.26 | 0.351 | 1.1461 | 1.102 | 163.699 | 3.086 | 0 | 24.869 | 0 | 0 | 60682.21
PX581601-11433.1 | PX581601-11433 | PX581601-11227 | 1 | 675 | Rainfall_100yr | Rainfall | 0 | 0 | 60837.74 | 0.509 | 1.1461 | 0.574 | 171.903 | 1.821 | 0 | 0 | 0.25 | 0.317 | 1.1461 | 1.351 | 173.917 | 3.586 | 0 | 22.578 | 0 | 0 | 60897.21
PX581601-11227.1 | PX581601-11227 | PX581601-11054 | 1 | 675 | Rainfall_100yr | Rainfall | 0 | 0 | 60794.71 | 0.513 | 1.1461 | 0.583 | 169.563 | 1.8 | 0 | 0 | 0.26 | 0.344 | 1.1461 | 1.15 | 171.845 | 3.186 | 0 | 26.34 | 0 | 0 | 60832.1
PX581601-11054.1 | PX581601-11054 | PX581601-10874 | 1 | 675 | Rainfall_100yr | Rainfall | 0 | 0 | 60753.75 | 0.35 | 1.1461 | 1.107 | 167.3 | 3.098 | 0 | 0 | 0.18 | 0.35 | 1.1461 | 1.107 | 169.5 | 3.098 | 0 | 25.035 | 0 | 0 | 60790.57
PX581601-10874.1 | PX581601-10874 | PX581601-10593 | 1 | 675 | Rainfall_100yr | Rainfall | 0 | 0 | 60686.36 | 0.514 | 1.1461 | 0.581 | 163.764 | 1.797 | 0 | 0 | 0.26 | 0.353 | 1.1461 | 1.09 | 166.999 | 3.063 | 0 | 24.528 | 0 | 0 | 60749.58
PX581601-10010.1 | PX581601-10010 | PX581601-9892 | 1 | 675 | Rainfall_100yr | Rainfall | 0 | 0 | 60442.86 | 0.318 | 1.1461 | 1.081 | 156.445 | 2.857 | 0 | 0 | 0.11 | 0.318 | 1.1461 | 1.081 | 157.445 | 2.857 | 0 | 61.308 | 0 | 0 | 60475.08
PX581601-9892.1 | PX581601-9892 | PX581601-9848 | 1 | 675 | Rainfall_100yr | Rainfall | 0 | 0 | 60432.93 | 0.469 | 1.1461 | 0.433 | 154.999 | 1.389 | 0 | 0 | 0.12 | 0.469 | 1.1461 | 0.433 | 155.499 | 1.389 | 0 | 153.166 | 0 | 0 | 60440.42
PX581601-9712.1 | PX581601-9712 | PX581601-9615 | 1 | 675 | Rainfall_100yr | Rainfall | 0 | 0 | 60356.36 | 0.501 | 1.1461 | 0.379 | 153.026 | 1.259 | 0 | 0 | 0.13 | 0.472 | 1.1461 | 0.427 | 154.001 | 1.376 | 0 | 146.1 | 0 | 0 | 60374.64
PX581601-9848.1 | PX581601-9848 | PX581601-9712 | 1 | 675 | Rainfall_100yr | Rainfall | 0 | 0 | 60383.81 | 0.502 | 1.1461 | 0.378 | 154.026 | 1.258 | 0 | 0 | 0.13 | 0.323 | 1.1461 | 0.902 | 154.913 | 2.398 | 0 | 123.062 | 0 | 0 | 60427.07
PX581601-8897.1 | PX581601-8897 | PX581601-8652 | 1 | 675 | Rainfall_100yr | Rainfall | 0 | 0 | 59643.08 | 7.565 | 5.7843 | 0.068 | 148.565 | 0.349 | 0 | 0 | 1 | 6.565 | 5.7238 | 0.339 | 148.565 | 1.138 | 1 | 125.774 | 0 | 0 | 60202.73
PX581601-9501.1 | PX581601-9501 | PX581601-9262 | 1 | 675 | Rainfall_100yr | Rainfall | 0 | 0 | 60299.89 | 1.569 | 1.169 | 0.352 | 148.569 | 1.172 | 0 | 0 | 0.35 | 0.506 | 1.1461 | 0.35 | 150.527 | 1.167 | 0 | 220.317 | 0 | 0 | 60336.64
PX581601-9615.1 | PX581601-9615 | PX581601-9501 | 1 | 675 | Rainfall_100yr | Rainfall | 0 | 0 | 60338.88 | 0.511 | 1.1461 | 0.343 | 150.532 | 1.149 | 0 | 0 | 0.11 | 0.493 | 1.1461 | 0.368 | 153.016 | 1.211 | 0 | 291.691 | 0 | 0 | 60352.71
PX581601-9262.1 | PX581601-9262 | PX581601-9154 | 1 | 675 | Rainfall_100yr | Rainfall | 0 | 0 | 60262.41 | 2.568 | 2.4499 | 0.329 | 148.568 | 1.113 | 0 | 0 | 0.57 | 1.568 | 1.2204 | 0.855 | 148.569 | 2.264 | 1 | 188.868 | 0 | 0 | 60294.86
PX581601-8652.1 | PX581601-8652 | PX581601-8592 | 1 | 675 | Rainfall_100yr | Rainfall | 0 | 0 | 59280.41 | 8.065 | 5.8418 | 0.043 | 148.565 | 0.352 | 0 | 0 | 1 | 7.565 | 5.8269 | 0.084 | 148.565 | 0.351 | 1 | 179.671 | 0 | 0 | 59595.56
PX581601-8592.1 | PX581601-8592 | PX581601-8419 | 1 | 675 | Rainfall_100yr | Rainfall | 0 | 0 | 57906.9 | 8.564 | 5.9201 | 0.068 | 148.565 | 0.356 | 0 | 0 | 1 | 8.065 | 5.8824 | 0.051 | 148.565 | 0.354 | 1 | 105.205 | 0 | 0 | 59213.69
PX581601-9154.1 | PX581601-9154 | PX581601-8897 | 1 | 675 | Rainfall_100yr | Rainfall | 0 | 0 | 60214.55 | 6.565 | 5.5786 | 0.311 | 148.565 | 1.066 | 0 | 0 | 1 | 2.568 | 2.5871 | 0.357 | 148.568 | 1.185 | 1 | 245.552 | 0 | 0 | 60251.72
PX581601-8419.1 | PX581601-8419 | PX581601-8275 | 1 | 675 | Rainfall_100yr | Rainfall | 0 | 0 | 56432.4 | 9.064 | 6.0048 | 0.052 | 148.564 | -0.372 | 0 | 0 | 1 | 8.564 | 5.9787 | 0.073 | 148.565 | 0.359 | 1 | 116.281 | 0 | 0 | 57820.96
PX581601-8275.1 | PX581601-8275 | PX581601-5670 | 1 | 675 | Rainfall_100yr | Rainfall | 0 | 0 | 2512640.5 | 11.36 | 179.6025 | 1.646 | 122.644 | 10.658 | 0 | 0 | 1 | 3.189 | 178.9556 | 1.783 | 148.564 | 14.898 | 1 | 217.764 | 0 | 0 | 2513044
PX581601-10188.1 | PX581601-10188 | PX581601-10010 | 1 | 675 | Rainfall_100yr | Rainfall | 0 | 0 | 60482.05 | 0.483 | 1.1461 | 0.561 | 157.521 | 1.557 | 0 | 0 | 0.16 | 0.31 | 1.1461 | 1.137 | 159.147 | 2.965 | 0 | 65.096 | 0 | 0 | 60533.84
PX581601-4277.1 | PX581601-4277 | PI581601-178 | 1 | 675 | Rainfall_100yr | Rainfall | 0 | 0 | 185963.56 | 2.066 | 4.3115 | 1.35 | 63.098 | 5.417 | 0 | 0 | 1 | 0.638 | 3.7124 | 1.351 | 101.056 | 5.186 | 1 | 10.032 | 0 | 0 | 188880.52
PX581601-11843.1 | PX581601-11843 | PX581601-11523 | 1 | 675 | Rainfall_100yr | Rainfall | 0 | 0 | 1229697.63 | 4.048 | 107.3427 | 0.998 | 178.139 | 10.148 | 0 | 0 | 2 | 4.573 | 107.3434 | 0.75 | 179.626 | 8.229 | 2 | 62.266 | 0 | 0 | 1233491.63
PI5001-3702.1 | PI5001-3702 | PX5000-2784 | 1 | 675 | Rainfall_100yr | Rainfall | 0 | 0 | 142579.31 | 4.07 | 14.7192 | 0.84 | 104.171 | 2.695 | 0 | 0 | 1 | 1.192 | 15.0293 | 1.105 | 106.205 | 5.748 | 1 | 46.176 | 0 | 0 | 145907.66
PX5000-2784.1 | PX5000-2784 | PX5000-1029 | 1 | 675 | Rainfall_100yr | Rainfall | 0 | 0 | 93789.55 | 5.226 | 2.5555 | 0.286 | 104.558 | 1.936 | 0 | 0 | 2 | 4.022 | 2.5555 | 0.298 | 104.17 | 1.762 | 2 | 1.369 | 0 | 0 | 96155.82
PX5000-1029.1 | PX5000-1029 | PX5000-109 | 1 | 675 | Rainfall_100yr | Rainfall | 0 | 0 | 92656.69 | 6.512 | 2.5555 | 0.481 | 105.327 | 2.588 | 0 | 0 | 2 | 5.266 | 2.5555 | 0.326 | 104.599 | 1.947 | 2 | 1.534 | 0 | 0 | 93769.52
PX5000-109.1 | PX5000-109 | CC0300-15189 | 1 | 675 | Rainfall_100yr | Rainfall | 0 | 0 | 92578.55 | 7.143 | 3.3517 | 1.002 | 105.385 | 4.134 | 0 | 0 | 1 | 6.545 | 2.5555 | 0.989 | 105.351 | 3.779 | 1 | 7.541 | 0 | 0 | 92647.22
PX5504-1315.1 | PX5504-1315 | PX5504-906 | 1 | 675 | Rainfall_100yr | Rainfall | 0 | 0 | 167221.45 | 9.836 | 23.6413 | 0.248 | 102.617 | 6.787 | 0 | 0 | 2 | 7.903 | 23.5599 | 1.357 | 104.13 | 6.628 | 2 | 20.692 | 0 | 0 | 167359.61
PX5401-503.1 | PX5401-503 | PI5400-3563 | 1 | 675 | Rainfall_100yr | Rainfall | 0 | 0 | 112163.09 | 8.59 | 10.8436 | 0.307 | 116.068 | 5.138 | 0 | 0 | 2 | 7.499 | 10.9582 | 1.375 | 119.766 | 5.313 | 2 | 10.213 | 0 | 0 | 112166.66
PX5505-222.1 | PX5505-222 | PI5500-760 | 1 | 675 | Rainfall_100yr | Rainfall | 0 | 0 | 314500 | 9.354 | 9.9998 | 0.102 | 94.663 | 2.877 | 0 | 0 | 1 | 8.647 | 10.0063 | 0.79 | 94.682 | 2.895 | 1 | 13.076 | 0 | 0 | 315300.31
PI5500-452.1 | PI5500-452 | PI5500-0 | 1 | 675 | Rainfall_100yr | Rainfall | 0 | 0 | 641024.81 | 9.133 | 18.1936 | 0.994 | 94.144 | 5.702 | 0 | 0 | 1 | 7.827 | 18.2171 | 0.733 | 94.229 | 4.44 | 1 | 19.474 | 0 | 0 | 644333.63
PX5504-906.1 | PX5504-906 | PI5500-0 | 1 | 675 | Rainfall_100yr | Rainfall | 0 | 0 | 539361.75 | 4.121 | 64.0595 | 0.998 | 94.121 | 9.928 | 0 | 0 | 2 | 8.556 | 64.0591 | 0.849 | 102.219 | 8.342 | 2 | 35.597 | 0 | 0 | 544657.5
PX5506-156.1 | PX5506-156 | CC0303-3479 | 1 | 675 | Rainfall_100yr | Rainfall | 0 | 0 | 392883.78 | 2.706 | 5.0019 | 1.063 | 94.162 | 6.716 | 0 | 0 | 2 | 5.48 | 5.001 | 2.207 | 97.298 | 7.057 | 2 | 2.001 | 0 | 0 | 393037.5
PX0705-429.1 | PX0705-429 | PX0700-6855 | 1 | 675 | Rainfall_100yr | Rainfall | 0 | 0 | 365513.81 | 3.53 | 38.323 | 1.083 | 81.53 | 7.57 | 0 | 0 | 1 | 2.126 | 38.3317 | 1.086 | 82.922 | 7.203 | 1 | 45.507 | 0 | 0 | 368021.81
PX0700-6599.1 | PX0700-6599 | PI0700-3629 | 1 | 675 | Rainfall_100yr | Rainfall | 0 | 0 | 15211.1 | 0.752 | 0.28972 | 0.288 | 50.964 | 0.921 | 0 | 0 | 0.75 | 0.208 | 0.28972 | 1.131 | 77.501 | 2.449 | 1 | 3.397 | 0 | 0 | 15500.03
PX0706-233.1 | PX0706-233 | PI0700-3629 | 1 | 675 | Rainfall_100yr | Rainfall | 0 | 0 | 26088.45 | 0.765 | 0.50212 | 0.437 | 50.97 | 1.459 | 0 | 0 | 0.77 | 0.239 | 0.50212 | 1.496 | 54.828 | 3.487 | 1 | 4.776 | 0 | 0 | 26114.72
PX0707-1787.1 | PX0707-1787 | PX0707-1245 | 1 | 675 | Rainfall_100yr | Rainfall | 0 | 0 | 275903.78 | 5.439 | 30.8646 | 0.176 | 59.303 | 2.359 | 0 | 0 | 1 | 3.972 | 31.0923 | 0.732 | 59.551 | 3 | 1 | 71.678 | 0 | 0 | 284163.69
PX0707-1245.1 | PX0707-1245 | PX0707-600 | 1 | 675 | Rainfall_100yr | Rainfall | 0 | 0 | 418731.16 | 5.239 | 40.4732 | 0.151 | 58.971 | 3.096 | 0 | 0 | 2 | 5.231 | 40.754 | 0.263 | 59.177 | 3.115 | 2 | 30.914 | 0 | 0 | 424276.94
PX0707-600.1 | PX0707-600 | PX0706-634 | 1 | 675 | Rainfall_100yr | Rainfall | 0 | 0 | 739161.69 | 4.257 | 71.1738 | 0.954 | 58.657 | 7.754 | 0 | 0 | 1 | 5.056 | 72.5086 | 0.291 | 58.709 | 4.485 | 1 | -69.923 | 0 | 0 | 749199.56
PX0502-3638.1 | PX0502-3638 | PI0502-513 | 1 | 675 | Rainfall_100yr | Rainfall | 0 | 0 | 299311.78 | 8.029 | 31.8623 | 0.219 | 34.183 | 4.171 | 0 | 0 | 1 | 1.561 | 31.8732 | 1.423 | 53.502 | 8.576 | 1 | 59.554 | 0 | 0 | 299314.78
PX0502-4117.1 | PX0502-4117 | PX0502-3638 | 1 | 675 | Rainfall_100yr | Rainfall | 0 | 0 | 181152.75 | 2.826 | 19.3887 | 0.397 | 53.747 | 2.81 | 0 | 0 | 0.94 | 2.022 | 19.3847 | 0.781 | 54.249 | 4.092 | 1 | 33.375 | 0 | 0 | 181152.75
PX0506-202.1 | PX0506-202 | PX0502-3638 | 1 | 675 | Rainfall_100yr | Rainfall | 0 | 0 | 104311.35 | 2.746 | 11.164 | 0.235 | 53.587 | 1.647 | 0 | 0 | 0.92 | 2.098 | 11.1708 | 0.782 | 53.667 | 2.498 | 1 | 39.273 | 0 | 0 | 104311.36
PX0200-192.1 | PX0200-192 | CC0900-1377 | 1 | 675 | Rainfall_100yr | Rainfall | 0 | 0 | -10010.69 | 8.679 | 1.0052 | 0.046 | 19.97 | 1.019 | 0 | 0 | 1 | 7.258 | -0.30349 | 0.048 | 19.958 | -0.249 | 1 | 3.055 | 0 | 0 | -9992
PX6401-6786.1 | PX6401-6786 | PX6401-2671 | 1 | 675 | Rainfall_100yr | Rainfall | 0 | 0 | 146866.13 | 62.629 | 1.9989 | 0.962 | 73.72 | 2.135 | 0 | 0 | 2 | 94.318 | 1.9999 | 1.503 | 108.219 | 3.985 | 2 | 0.573 | 0 | 0 | 170064.91
PX6401-2671.1 | PX6401-2671 | PI6400-2043 | 1 | 675 | Rainfall_100yr | Rainfall | 0 | 0 | 383322.97 | 9.824 | 4.9987 | 1.434 | 19.221 | 3.605 | 0 | 0 | 2 | 62.61 | 4.9989 | 0.762 | 73.715 | 2.717 | 2 | 0.932 | 0 | 0 | 391894.69
PX6402-51.1 | PX6402-51 | PX6401-2671 | 1 | 675 | Rainfall_100yr | Rainfall | 0 | 0 | 245702.77 | 62.721 | 3 | 0.136 | 73.727 | 2.88 | 0 | 0 | 1 | 61.123 | 3.7098 | 2.57 | 74.129 | 8.065 | 1 | 7.013 | 0 | 0 | 245948.97
PX6403-40.1 | PX6403-40 | PX6401-6786 | 1 | 675 | Rainfall_100yr | Rainfall | 0 | 0 | 171079.48 | 94.319 | 1.9999 | 0.892 | 108.221 | 3.538 | 0 | 0 | 1 | 96.023 | 1.9999 | 0.72 | 108.525 | 2.717 | 1 | -4.11 | 0 | 0 | 171347.19
PX0200-610.1 | PX0200-610 | PX0200-311 | 1 | 675 | Rainfall_100yr | Rainfall | 0 | 0 | 348781.97 | 3.326 | 51.1237 | 0.995 | 16.326 | 7.419 | 0 | 0 | 0.83 | 2.825 | 51.1709 | 0.73 | 16.635 | 5.97 | 1 | 58.668 | 0 | 0 | 351784.91
PX6402-499.1 | PX6402-499 | PX6402-209 | 1 | 675 | Rainfall_100yr | Rainfall | 0 | 0 | 935695.13 | 2.818 | 86.1711 | 0.997 | 17.607 | 9.106 | 0 | 0 | 0.91 | 3.644 | 86.1773 | 0.735 | 18.443 | 7.174 | 1 | 59.592 | 0 | 0 | 937612.94
PX6403-546.1 | PX6403-546 | PX6403-105 | 1 | 675 | Rainfall_100yr | Rainfall | 0 | 0 | 799741.19 | 3.015 | 98.6768 | 0.997 | 13.48 | 9.711 | 0 | 0 | 2 | 4.396 | 98.7094 | 0.801 | 15.291 | 7.589 | 2 | 68.353 | 0 | 0 | 802005.81
PX1302-84.1 | PX1302-84 | PX1303-56 | 1 | 675 | Rainfall_100yr | Rainfall | 0 | 0 | 45084.91 | 4.216 | 2.28 | 0.124 | 33.216 | 2.583 | 0 | 0 | 1 | 3.716 | 2.28 | 0.255 | 33.216 | 2.641 | 1 | 3.655 | 0 | 0 | 45124.01
PX1302-26.1 | PX1302-26 | PX1302-84 | 1 | 675 | Rainfall_100yr | Rainfall | 0 | 0 | 241523.73 | 3.716 | 86.9442 | 0.993 | 33.216 | 4.572 | 0 | 0 | 0.93 | 3.716 | 87.172 | 0.666 | 33.216 | 4.416 | 1 | 0 | 0 | 0 | 242173.64
PX5002-546.1 | PX5002-546 | PX5000-2784 | 1 | 675 | Rainfall_100yr | Rainfall | 0 | 0 | 739893.81 | 2.525 | 69.5194 | 0.996 | 105.6 | 8.316 | 0 | 0 | 0.82 | 3.29 | 69.5385 | 0.722 | 106.904 | 6.294 | 1 | 61.448 | 0 | 0 | 741912.19
PX9008-498.1 | PX9008-498 | PX9008-71 | 1 | 675 | Rainfall_100yr | Rainfall | 0 | 0 | 772117.13 | 5.55 | 21.2961 | 0.047 | 47.597 | 2.857 | 0 | 0 | 1 | 4.771 | 21.295 | 0.432 | 47.864 | 2.871 | 1 | 32.407 | 0 | 0 | 775191.44
PX9009-373.1 | PX9009-373 | PX9008-498 | 1 | 675 | Rainfall_100yr | Rainfall | 0 | 0 | 1521390 | 4.902 | 110.9517 | 1.225 | 48.484 | 10.326 | 0 | 0 | 2 | 4.527 | 110.958 | 1.226 | 50.63 | 9.635 | 2 | 105.764 | 0 | 0 | 1523815.88
PX9201-409.1 | PX9201-409 | PX9200-520 | 1 | 675 | Rainfall_100yr | Rainfall | 0 | 0 | 576585 | 4.337 | 50.9597 | 0.994 | 62.337 | 7.357 | 0 | 0 | 1 | 3.337 | 51.2688 | 0.831 | 62.337 | 6.367 | 1 | 71.33 | 0 | 0 | 581450.5
PX0707-140.1 | PX0707-140 | PI0700-3629 | 1 | 675 | Rainfall_100yr | Rainfall | 0 | 0 | 9258.95 | 0.762 | 0.1825 | 0.145 | 50.962 | 0.45 | 0 | 0 | 0.51 | 0.177 | 0.1825 | 0.789 | 57.015 | 1.556 | 1 | 23.094 | 0 | 0 | 9263.74
PX0708-423.1 | PX0708-423 | PX0707-428 | 1 | 675 | Rainfall_100yr | Rainfall | 0 | 0 | 733011.63 | 3.353 | 39.0909 | 1.09 | 61.353 | 7.634 | 0 | 0 | 2 | 7.375 | 48.0823 | 1.091 | 67.786 | 6.352 | 2 | 20.81 | 0 | 0 | 735882.56
PX581603-230.1 | PX581603-230 | PX581601-5066 | 1 | 675 | Rainfall_100yr | Rainfall | 0 | 0 | 563823.94 | 2.071 | 56.8811 | 1.241 | 109.237 | 8.66 | 0 | 0 | 0.52 | 2.071 | 56.8978 | 1.247 | 113.237 | 8.663 | 1 | 107.051 | 0 | 0 | 564147.81
PX581601-5670.1 | PX581601-5670 | PX581601-5066 | 1 | 675 | Rainfall_100yr | Rainfall | 0 | 0 | 3370441.25 | 4.05 | 229.1716 | 1.393 | 112.641 | 15.2 | 0 | 0 | 2 | 8.185 | 229.1718 | 1.485 | 120.11 | 13.719 | 2 | 161.253 | 0 | 0 | 3371670
PX581602-568.1 | PX581602-568 | PX581601-5670 | 1 | 675 | Rainfall_100yr | Rainfall | 0 | 0 | 383783.41 | 4.217 | 51.9634 | 0.997 | 120.325 | 7.468 | 0 | 0 | 1 | 4.017 | 45.5503 | 0.561 | 120.629 | 4.886 | 1 | 42.613 | 0 | 0 | 383784.97
Break-2.1 | Break-2 | CC0300-1316 | 1 | 675 | Rainfall_100yr | Rainfall | 0 | 0 | 55882.31 | 7.203 | 6.2666 | 0 | 44.903 | 7.979 | 0 | 0 | 0 | 7.216 | 6.2666 | 0.005 | 44.916 | 7.979 | 0 | 0 | 0 | 9 | 55882.31
Break-1.1 | Break-1 | CC0300-1316 | 1 | 675 | Rainfall_100yr | Rainfall | 0 | 0 | 55701.48 | 7.203 | 6.3308 | 0 | 44.903 | 8.061 | 0 | 0 | 0 | 7.216 | 6.3308 | 0 | 44.916 | 8.061 | 0 | 0 | 0 | 9 | 55701.48
PX9700-140.2 | PX9700-140 | PX9700-0 | 2 | 675 | Rainfall_100yr | Rainfall | 0 | 0 | 18724.83 | 1.081 | 0.37028 | 5270242 | 841801344 | 232740.859 | 0 | 0 | 0 | 1.116 | 0.37028 | 0.547 | 66.117 | 1.434 | 0 | 0 | 0 | 9 | 18724.83
PX9800-106.1 | PX9800-106 | CC0900-24062 | 1 | 675 | Rainfall_100yr | Rainfall | 0 | 0 | 11337.27 | 0 | 0.23032 | 0 | 69.148 | 0 | 0 | 0 | 0 | 0.251 | 0.23032 | 0.498 | 70.273 | 1.18 | 0 | 0 | 0 | 9 | 11337.27
PX8013-40.1 | PX8013-40 | PI8000-6714 | 1 | 675 | Rainfall_100yr | Rainfall | 0 | 0 | 9830.79 | 5.192 | 0.66064 | 1.709 | 66.907 | 5.041 | 0 | 0 | 0 | 4.202 | 0.66064 | 0.05 | 65.918 | 3.365 | 0 | 0 | 0 | 9 | 9830.79
PX1303-56.1 | PX1303-56 | PI1300-4935 | 1 | 675 | Rainfall_100yr | Rainfall | 0 | 0 | 45084.91 | 4.216 | 2.28 | 0.001 | 33.216 | 2.903 | 0 | 0 | 0 | 4.216 | 2.28 | 0.221 | 33.216 | 2.903 | 0 | 0 | 0 | 9 | 45084.91
PX9008-71.1 | PX9008-71 | CC0900-17745 | 1 | 675 | Rainfall_100yr | Rainfall | 0 | 0 | 772117.13 | 5.226 | 21.2961 | 0.002 | 47.271 | 3.013 | 0 | 0 | 0 | 5.498 | 21.2961 | 0.021 | 47.547 | 3.013 | 0 | 0 | 0 | 9 | 772117.13
PX0109-8480.1 | PX0109-8480 | PX0109-8402 | 1 | 675 | Rainfall_100yr | Rainfall | 0 | 0 | 19596.77 | 2.25 | 0.38069 | 1.623 | 51.033 | 10.991 | 0 | 0 | 0 | 4.084 | 0.38069 | 0.604 | 54.461 | 10.991 | 0 | 0 | 0 | 1 | 19596.77
PX0109-2835.1 | PX0109-2835 | PX0109-2746 | 1 | 675 | Rainfall_100yr | Rainfall | 0 | 0 | 109557.88 | 0.749 | 2.0612 | 1.244 | 39.766 | 11.39 | 0 | 0 | 0 | 4.782 | 2.0612 | 0.571 | 43.798 | 11.39 | 0 | 0 | 0 | 1 | 109557.88
PX9200-520.1 | PX9200-520 | PX9200-302 | 1 | 675 | Rainfall_100yr | Rainfall | 0 | 0 | 25679.05 | 3.948 | 0.56749 | 1.833 | 62.111 | 11.561 | 0 | 0 | 0 | 4.537 | 0.56749 | 0.666 | 64.414 | 11.561 | 0 | 0 | 0 | 1 | 25679.05
PX9700-810.1 | PX9700-810 | PX9700-356 | 1 | 675 | Rainfall_100yr | Rainfall | 0 | 0 | 18754.33 | 0.619 | 0.37028 | 1.795 | 67.971 | 11.786 | 0 | 0 | 0 | 4.63 | 0.37028 | 0.623 | 72.289 | 11.786 | 0 | 0 | 0 | 1 | 18754.33
PX9800-308.1 | PX9800-308 | PX9800-256 | 1 | 675 | Rainfall_100yr | Rainfall | 0 | 0 | 11342.47 | 0.222 | 0.23032 | 1.17 | 72.822 | 10.147 | 0 | 0 | 0 | 3.423 | 0.23032 | 0.216 | 76.023 | 10.147 | 0 | 0 | 0 | 1 | 11342.47
PX581601-11523.1 | PX581601-11523 | PX581601-11433 | 1 | 675 | Rainfall_100yr | Rainfall | 0 | 0 | 60905.4 | 0.517 | 1.1461 | 33.191 | 175.682 | 10.66 | 0 | 0 | 0 | 4.048 | 1.1461 | 0.659 | 179.214 | 10.66 | 0 | 0 | 0 | 1 | 60905.4
PX0700-6855.1 | PX0700-6855 | PX0700-6599 | 1 | 675 | Rainfall_100yr | Rainfall | 0 | 0 | 15500.03 | 0.301 | 0.28972 | 1.758 | 79.516 | 11.385 | 0 | 0 | 0 | 4.33 | 0.28972 | 0.642 | 83.545 | 11.385 | 0 | 0 | 0 | 1 | 15500.03
PX0706-634.1 | PX0706-634 | PX0706-233 | 1 | 675 | Rainfall_100yr | Rainfall | 0 | 0 | 26114.72 | 0.428 | 0.50212 | 1.766 | 56.742 | 11.099 | 0 | 0 | 0 | 4.257 | 0.50212 | 0.638 | 60.571 | 11.099 | 0 | 0 | 0 | 1 | 26114.72
PX0200-311.1 | PX0200-311 | PX0200-192 | 1 | 675 | Rainfall_100yr | Rainfall | 0 | 0 | -9992 | 7.257 | -0.30349 | 0 | 22.155 | -11.926 | 0 | 0 | 0 | 3.626 | -0.30349 | 22.878 | 21.194 | -23.335 | 0 | 0 | 0 | 1 | -9992
PX9008-5692.1 | PX9008-5692 | PX9008-5558 | 1 | 675 | Rainfall_100yr | Rainfall | 0 | 0 | 16517.38 | 0.313 | 0.31553 | 21.722 | 86.238 | 11.129 | 0 | 0 | 0 | 4.163 | 0.31553 | 0.616 | 90.087 | 11.129 | 0 | 0 | 0 | 1 | 16517.38
PX0707-428.1 | PX0707-428 | PX0707-140 | 1 | 675 | Rainfall_100yr | Rainfall | 0 | 0 | 9263.74 | 0.184 | 0.1825 | 0.03 | 59.168 | 11.856 | 0 | 0 | 0 | 4.553 | 0.1825 | 0.015 | 63.537 | 11.856 | 0 | 0 | 0 | 1 | 9263.74
PX581601-5066.1 | PX581601-5066 | PX581601-4277 | 1 | 675 | Rainfall_100yr | Rainfall | 0 | 0 | 188893.72 | 1.056 | 3.7124 | 27.113 | 104.232 | 14.297 | 0 | 0 | 0 | 7.408 | 3.7124 | 0.552 | 110.585 | 14.297 | 0 | 0 | 0 | 1 | 188893.72
PI6300-0.1 | PI6300-0 | PI6400-2100 | 1 | 675 | Rainfall_100yr | Rainfall | 0 | 0 | 203388.16 | 9.832 | 2.9328 | 0 | 21.332 | 0 | 0 | 0 | 0 | 6.504 | 2.9328 | 0 | 18.004 | 0 | 0 | 0 | 0 | 7 | 203388.16
CC0100-0.1 | CC0100-0 | PI0100-9641 | 1 | 675 | Rainfall_100yr | Rainfall | 0 | 0 | 782969.75 | 82.769 | 10.2672 | 0 | 86.769 | 0 | 0 | 0 | 0 | 7.505 | 10.2672 | 0 | 11.505 | 0 | 0 | 0 | 0 | 7 | 782969.75
PI1000-0.1 | PI1000-0 | PI0900-1019 | 1 | 675 | Rainfall_100yr | Rainfall | 0 | 0 | 310214.59 | 15.713 | 3.9538 | 0 | 32.713 | 0 | 0 | 0 | 0 | 4.797 | 3.9538 | 0 | 21.797 | 0 | 0 | 0 | 0 | 7 | 310214.59
PI1600-0.1 | PI1600-0 | PI1503-3920 | 1 | 675 | Rainfall_100yr | Rainfall | 0 | 0 | 39564.84 | 16.3 | 0.50826 | 0 | 69.3 | 0 | 0 | 0 | 0 | 7.398 | 0.50826 | 0 | 60.398 | 0 | 0 | 0 | 0 | 7 | 39564.84
PI6500-323.1 | PI6500-323 | PI6500-278 | 1 | 675 | Rainfall_100yr | Rainfall | 0 | 0 | 3917897.25 | 15.869 | 90.2465 | 0 | 22.869 | 0 | 0 | 0 | 0 | 8.491 | 90.2465 | 0 | 15.491 | 0 | 0 | 0 | 0 | 7 | 3917897.25
PX0101-3491.1 | PX0101-3491 | PX0101-3163 | 1 | 675 | Rainfall_100yr | Rainfall | 0 | 0 | 256602 | 69.108 | 3 | 0 | 83.608 | 0 | 0 | 0 | 0 | 4.159 | 3 | 0 | 18.659 | 0 | 0 | 0 | 0 | 5 | 256602
PX0100-4792.1 | PX0100-4792 | PX0100-4641 | 1 | 675 | Rainfall_100yr | Rainfall | 0 | 0 | 1488801.5 | 59.005 | 18 | 0 | 73.005 | 0 | 0 | 0 | 0 | 9.87 | 18 | 0 | 23.87 | 0 | 0 | 0 | 0 | 5 | 1488801.5
PX150401-915.1 | PX150401-915 | PX7819-2604 | 1 | 675 | Rainfall_100yr | Rainfall | 0 | 0 | 158360.42 | 12.398 | 2 | 0 | 62.398 | 0 | 0 | 0 | 0 | 7.651 | 2 | 0 | 57.651 | 0 | 0 | 0 | 0 | 5 | 158360.42
PI5500-0.1 | PI5500-0 | PX5506-156 | 1 | 675 | Rainfall_100yr | Rainfall | 0 | 0 | 393095 | 14.798 | 5 | 0 | 97.298 | 0 | 0 | 0 | 0 | 11.621 | 5 | 0 | 94.121 | 0 | 0 | 0 | 0 | 5 | 393095
CC0600-0.1 | CC0600-0 | PI5300-3093 | 1 | 675 | Rainfall_100yr | Rainfall | 0 | 0 | 393255 | 24.754 | 5 | 0 | 110.754 | 0 | 0 | 0 | 0 | 16.986 | 5 | 0 | 102.986 | 0 | 0 | 0 | 0 | 5 | 393255
PX6403-105.1 | PX6403-105 | PX6403-40 | 1 | 675 | Rainfall_100yr | Rainfall | 0 | 0 | 172380 | 102.224 | 2 | 0 | 108.524 | 0 | 0 | 0 | 0 | 5.133 | 2 | 0 | 11.433 | 0 | 0 | 0 | 0 | 5 | 172380
PX6402-209.1 | PX6402-209 | PX6402-51 | 1 | 675 | Rainfall_100yr | Rainfall | 0 | 0 | 246606.08 | 63.129 | 3 | 0 | 74.129 | 0 | 0 | 0 | 0 | 5.111 | 3 | 0 | 16.111 | 0 | 0 | 0 | 0 | 5 | 246606.08
PX8014-69.1 | PX8014-69 | PX8014-101 | 1 | 675 | Rainfall_100yr | Rainfall | 0 | 0 | 67556.63 | 1.418 | 15.1914 | 161152.219 | 2760621.75 | 13328.039 | 0 | 0 | 0 | 1.417 | 15.1914 | 33277436 | 1391504512 | -299233.469 | 0 | 0 | 0 | 2 | 67556.63
PI1300-4935.2 | PI1300-4935 | PX1302-26 | 2 | 675 | Rainfall_100yr | Rainfall | 0 | 0 | 242173.64 | 1.716 | 87.172 | 157122.891 | 2453976.25 | 12566.092 | 0 | 0 | 0 | 1.716 | 87.172 | 161672.859 | 725951.313 | -6834.585 | 0 | 0 | 0 | 2 | 242173.64
PI7300-0.2 | PI7300-0 | CC0901-356 | 2 | 675 | Rainfall_100yr | Rainfall | 0 | 0 | 10405443 | 6.687 | 319.3252 | 0.269 | 21.45 | 2.94 | 0 | 0 | 0.51 | 6.829 | 370.0384 | 0.272 | 21.927 | 3.136 | 1 | 1433.602 | 0 | 0 | 10407389
CC0900-8904.2 | CC0900-8904 | CC0900-6429 | 2 | 675 | Rainfall_100yr | Rainfall | 0 | 0 | 14895281 | 7.101 | 439.6015 | 0.179 | 23.26 | 1.95 | 0 | 0 | 0.9 | 6.917 | 447.9803 | 0.169 | 23.78 | 1.993 | 1 | 733.041 | 0 | 0 | 14989940
CC0900-11505.2 | CC0900-11505 | CC0900-10275 | 2 | 675 | Rainfall_100yr | Rainfall | 0 | 0 | 12595172 | 6.234 | 396.3532 | 0.217 | 25.701 | 2.096 | 0 | 0 | 0.63 | 5.461 | 399.578 | 0.369 | 27.791 | 3.864 | 1 | 3201.156 | 0 | 0 | 12612314
CC0900-17301.2 | CC0900-17301 | CC0900-16575 | 2 | 675 | Rainfall_100yr | Rainfall | 0 | 0 | 5458769.5 | 3.197 | 151.4641 | 0.411 | 42.142 | 2.206 | 0 | 0 | 0.43 | 3.638 | 151.9512 | 0.274 | 45.806 | 1.939 | 0 | 1846.925 | 0 | 0 | 5474210.5
CC0900-18632.2 | CC0900-18632 | CC0900-17990 | 2 | 675 | Rainfall_100yr | Rainfall | 0 | 0 | 2069404.63 | 2.704 | 47.5977 | 0.98 | 48.135 | 4.444 | 0 | 0 | 0.34 | 2.033 | 46.8744 | 0.267 | 49.682 | 1.372 | 0 | 1589.454 | 0 | 0 | 2079093.75
CC0900-19950.2 | CC0900-19950 | CC0900-19762 | 2 | 675 | Rainfall_100yr | Rainfall | 0 | 0 | 2644805.5 | 3.303 | 149.892 | 0.995 | 56.011 | 6.453 | 0 | 0 | 0.45 | 3.278 | 152.7516 | 0.453 | 56.347 | 3.277 | 0 | 800.955 | 0 | 0 | 2645106.25
CC0900-24062.2 | CC0900-24062 | PX9700-0 | 2 | 675 | Rainfall_100yr | Rainfall | 0 | 0 | 2330742.5 | 3.301 | 168.1164 | 0.679 | 66.241 | 3.25 | 0 | 0 | 0.45 | 4.563 | 169.1276 | 0.166 | 69.19 | 1.664 | 0 | -889.762 | 0 | 0 | 2334425
CC0200-1216.2 | CC0200-1216 | CC0200-522 | 2 | 675 | Rainfall_100yr | Rainfall | 0 | 0 | 903259.25 | 6.749 | 62.6087 | 0.819 | 26.26 | 2.046 | 0 | 0 | 0.73 | 4.571 | 65.4088 | 0.511 | 26.301 | 2.286 | 1 | 2024.748 | 0 | 0 | 903373.94
CC0300-12425.2 | CC0300-12425 | CC0300-11700 | 2 | 675 | Rainfall_100yr | Rainfall | 0 | 0 | 5097741.5 | 5.261 | 280.5707 | 0.966 | 79.607 | 4.443 | 0 | 0 | 0.67 | 3.984 | 299.2921 | 0.533 | 82.994 | 4.504 | 1 | 4019.634 | 0 | 0 | 5103060
CC0303-3479.2 | CC0303-3479 | CC0303-2787 | 2 | 675 | Rainfall_100yr | Rainfall | 0 | 0 | 862304.25 | 2.446 | 13.4186 | 0.27 | 93.199 | 1.066 | 0 | 0 | 0.32 | 2.69 | 12.5014 | 0.562 | 93.252 | 1.674 | 0 | 1282.633 | 0 | 0 | 878229
CC0900-4870.2 | CC0900-4870 | CC0900-3538 | 2 | 675 | Rainfall_100yr | Rainfall | 0 | 0 | 16124590 | 7.543 | 478.8987 | 0.367 | 21.211 | 3.33 | 0 | 0 | 0.77 | 7.048 | 477.5537 | 0.338 | 21.813 | 3.521 | 1 | 1084.577 | 0 | 0 | 16143508
CC0900-1318.2 | CC0900-1318 | CC0900-0 | 2 | 675 | Rainfall_100yr | Rainfall | 0 | 0 | 32112150 | 4.815 | 874.0594 | 0.999 | 15.219 | 10.473 | 0 | 0 | 0.67 | 6.926 | 874.1622 | 0.468 | 18.543 | 5.542 | 1 | 1831.744 | 0 | 0 | 32132112
CC0200-4630.2 | CC0200-4630 | CC0200-3428 | 2 | 675 | Rainfall_100yr | Rainfall | 0 | 0 | -44.36 | 2.019 | -9.7154 | 0.101 | 29.814 | -0.567 | 0 | 0 | 0.3 | 0.062 | 0.4726 | 0.129 | 30.742 | 0.529 | 0 | 2379.457 | 0 | 0 | -0.18
CC0200-3167.2 | CC0200-3167 | CC0200-2655 | 2 | 675 | Rainfall_100yr | Rainfall | 0 | 0 | 483205.09 | 2.96 | 44.5031 | 0.284 | 28.5 | 1.202 | 0 | 0 | 0.33 | 2.405 | 45.4864 | 0.203 | 29.001 | 1.388 | 0 | 453.906 | 0 | 0 | 483215.09
CC0303-946.2 | CC0303-946 | CC0300-13885 | 2 | 675 | Rainfall_100yr | Rainfall | 0 | 0 | 1429848.5 | 4.59 | 105.3148 | 0.803 | 92.871 | 2.593 | 0 | 0 | 0.47 | 3.692 | 76.4027 | 0.182 | 93.018 | 1.497 | 0 | -1037.659 | 0 | 0 | 1405174.63
CC0303-2102.2 | CC0303-2102 | CC0303-1525 | 2 | 675 | Rainfall_100yr | Rainfall | 0 | 0 | 923050.63 | 2.524 | 24.1581 | 0.945 | 92.986 | 3.681 | 0 | 0 | 0.3 | 1.909 | 20.5174 | 0.269 | 93.125 | 1.01 | 0 | 487.998 | 0 | 0 | 927962.63
CC0300-18144.2 | CC0300-18144 | CC0300-17662 | 2 | 675 | Rainfall_100yr | Rainfall | 0 | 0 | 1892019.5 | 5.623 | 117.5442 | 0.986 | 125.762 | 4.418 | 0 | 0 | 0.74 | 3.361 | 106.8184 | 0.534 | 126.086 | 3.776 | 1 | 3302.348 | 0 | 0 | 1777863.5
CC0300-13762.2 | CC0300-13762 | CC0300-13140 | 2 | 675 | Rainfall_100yr | Rainfall | 0 | 0 | 4705459.5 | 4.286 | 284.4402 | 0.569 | 87.48 | 4.356 | 0 | 0 | 0.55 | 3.591 | 286.4902 | 0.428 | 91.219 | 3.772 | 1 | 1407.334 | 0 | 0 | 4707199
CC0200-142.2 | CC0200-142 | CC0200-27 | 2 | 675 | Rainfall_100yr | Rainfall | 0 | 0 | 1039470.81 | 8.654 | 61.2922 | 0.667 | 25.646 | 1.626 | 0 | 0 | 0.95 | 7.666 | 61.3372 | 0.67 | 25.648 | 1.97 | 1 | 1867.352 | 0 | 0 | 1040445.5
CC0901-2515.2 | CC0901-2515 | CC0901-1654 | 2 | 675 | Rainfall_100yr | Rainfall | 0 | 0 | 9689382 | 8.787 | 267.2931 | 0.095 | 24.756 | 1.307 | 0 | 0 | 0.69 | 8.03 | 279.7014 | 0.175 | 25.023 | 2.127 | 1 | 1765.513 | 0 | 0 | 9691778
CC0901-1577.2 | CC0901-1577 | CC0901-1398 | 2 | 675 | Rainfall_100yr | Rainfall | 0 | 0 | 9688953 | 8.087 | 264.5053 | 0.147 | 24.291 | 1.821 | 0 | 0 | 0.67 | 8.401 | 266.7282 | 0.133 | 24.321 | 1.709 | 1 | -1600.041 | 0 | 0 | 9689233
CC0300-1023.2 | CC0300-1023 | CC0300-675 | 2 | 675 | Rainfall_100yr | Rainfall | 0 | 0 | 10173597 | 6.483 | 209.4501 | 0.911 | 41.47 | 3.604 | 0 | 0 | 1 | 5.54 | 335.3098 | 0.489 | 41.603 | 3.68 | 1 | 2129.594 | 0 | 0 | 13957373
CC0200-434.2 | CC0200-434 | CC0200-209 | 2 | 675 | Rainfall_100yr | Rainfall | 0 | 0 | 1040455.5 | 7.446 | 61.371 | 0.347 | 26.197 | 0.827 | 0 | 0 | 0.87 | 7.358 | 66.3209 | 0.156 | 26.199 | 0.645 | 1 | 698.976 | 0 | 0 | 1046611.81
CC0200-2500.2 | CC0200-2500 | CC0200-1924 | 2 | 675 | Rainfall_100yr | Rainfall | 0 | 0 | 500246.47 | 2.344 | 45.2132 | 0.228 | 26.86 | 1.526 | 0 | 0 | 0.26 | 2.309 | 46.2515 | 0.197 | 27.76 | 1.428 | 0 | -812.289 | 0 | 0 | 500322.56
CC0300-321.2 | CC0300-321 | CC0300-0 | 2 | 675 | Rainfall_100yr | Rainfall | 0 | 0 | 10368849 | 9.241 | 192.6302 | 0.97 | 41.065 | 4.456 | 0 | 0 | 1 | 7.694 | 236.8511 | 0.378 | 41.065 | 2.978 | 1 | 975.4 | 0 | 0 | 11442131
CC0300-3934.2 | CC0300-3934 | CC0300-3496 | 2 | 675 | Rainfall_100yr | Rainfall | 0 | 0 | 10047557 | 4.232 | 379.848 | 0.642 | 48.51 | 3.832 | 0 | 0 | 0.67 | 4.831 | 379.8646 | 0.3 | 50.113 | 3.119 | 1 | 1343.507 | 0 | 0 | 10052725
CC0300-5331.2 | CC0300-5331 | CC0300-4039 | 2 | 675 | Rainfall_100yr | Rainfall | 0 | 0 | 9894706 | 7.391 | 376.6541 | 0.639 | 53.067 | 2.315 | 0 | 0 | 0.86 | 5.671 | 377.6581 | 0.233 | 54.674 | 2.494 | 1 | 603.154 | 0 | 0 | 9905773
CC0300-6083.2 | CC0300-6083 | CC0300-5440 | 2 | 675 | Rainfall_100yr | Rainfall | 0 | 0 | 9908277 | 6.942 | 377.6586 | 0.953 | 56.794 | 2.935 | 0 | 0 | 0.66 | 5.492 | 369.3479 | 0.364 | 57.244 | 3.115 | 1 | 2465.202 | 0 | 0 | 9865051
CC0300-7103.2 | CC0300-7103 | CC0300-6198 | 2 | 675 | Rainfall_100yr | Rainfall | 0 | 0 | 8585606 | 7.069 | 318.3046 | 0.35 | 58.923 | 2.59 | 0 | 0 | 0.87 | 4.4 | 396.9627 | 0.357 | 60.524 | 3.267 | 1 | 1637.721 | 0 | 0 | 9440107
CC0300-7683.2 | CC0300-7683 | CC0300-7103 | 2 | 675 | Rainfall_100yr | Rainfall | 0 | 0 | 9310458 | 4.4 | 393.3233 | 0.353 | 60.521 | 3.232 | 0 | 0 | 0.64 | 4.817 | 393.4909 | 0.302 | 62.576 | 2.88 | 1 | 1453.337 | 0 | 0 | 9318439
CC0300-8183.2 | CC0300-8183 | CC0300-7683 | 2 | 675 | Rainfall_100yr | Rainfall | 0 | 0 | 9229411 | 4.817 | 390.8152 | 0.297 | 62.574 | 2.86 | 0 | 0 | 0.64 | 5.22 | 391.0077 | 0.281 | 63.46 | 2.903 | 1 | 1562.841 | 0 | 0 | 9239183
CC0300-8465.2 | CC0300-8465 | CC0300-8183 | 2 | 675 | Rainfall_100yr | Rainfall | 0 | 0 | 9190450 | 5.22 | 392.2374 | 0.282 | 63.46 | 2.912 | 0 | 0 | 0.53 | 5.322 | 392.3697 | 0.316 | 63.974 | 3.234 | 1 | 2723.258 | 0 | 0 | 9194726
CC0300-8706.2 | CC0300-8706 | CC0300-8529 | 2 | 675 | Rainfall_100yr | Rainfall | 0 | 0 | 9195723 | 5.803 | 392.3774 | 0.557 | 64.678 | 3.812 | 0 | 0 | 0.5 | 5.799 | 392.4281 | 0.451 | 65.301 | 4.757 | 1 | 1823.128 | 0 | 0 | 9197292
CC0300-8868.2 | CC0300-8868 | CC0300-8706 | 2 | 675 | Rainfall_100yr | Rainfall | 0 | 0 | 8634584 | 5.799 | 379.0801 | 0.428 | 65.278 | 4.593 | 0 | 0 | 0.55 | 5.808 | 379.1368 | 0.269 | 65.584 | 2.756 | 1 | 2608.838 | 0 | 0 | 8636453
CC0300-9189.2 | CC0300-9189 | CC0300-8868 | 2 | 675 | Rainfall_100yr | Rainfall | 0 | 0 | 7538793.5 | 5.808 | 352.1728 | 0.253 | 65.568 | 2.558 | 0 | 0 | 0.55 | 4.744 | 352.325 | 0.558 | 66.173 | 3.439 | 1 | 4032.473 | 0 | 0 | 7532184.5
CC0300-9582.2 | CC0300-9582 | CC0300-9189 | 2 | 675 | Rainfall_100yr | Rainfall | 0 | 0 | 7072230.5 | 4.744 | 327.0197 | 0.548 | 66.148 | 3.183 | 0 | 0 | 0.56 | 5.031 | 327.5419 | 0.288 | 67.11 | 2.994 | 1 | 1390.55 | 0 | 0 | 7068105.5
CC0300-9939.2 | CC0300-9939 | CC0300-9708 | 2 | 675 | Rainfall_100yr | Rainfall | 0 | 0 | 7053928 | 4.733 | 327.1428 | 0.981 | 67.689 | 3.424 | 0 | 0 | 0.42 | 4.081 | 303.7085 | 0.394 | 68.544 | 3.598 | 0 | 3845.673 | 0 | 0 | 6955854
CC0300-10671.2 | CC0300-10671 | CC0300-10049 | 2 | 675 | Rainfall_100yr | Rainfall | 0 | 0 | 6754756 | 6.696 | 298.0048 | 0.977 | 72.041 | 4.81 | 0 | 0 | 0.75 | 4.775 | 366.0067 | 0.365 | 73.453 | 3.382 | 1 | 1481.521 | 0 | 0 | 6981995
CC0300-11279.2 | CC0300-11279 | CC0300-10762 | 2 | 675 | Rainfall_100yr | Rainfall | 0 | 0 | 6869738.5 | 5.294 | 367.6904 | 0.986 | 74.898 | 5.242 | 0 | 0 | 0.76 | 4.696 | 368.7822 | 0.447 | 76.734 | 3.81 | 1 | 1674.021 | 0 | 0 | 6874165
CC0300-11614.2 | CC0300-11614 | CC0300-11279 | 2 | 675 | Rainfall_100yr | Rainfall | 0 | 0 | 5307261 | 4.696 | 287.2422 | 0.43 | 76.649 | 3.073 | 0 | 0 | 0.61 | 3.921 | 287.3831 | 0.363 | 77.596 | 3.162 | 1 | 2603.779 | 0 | 0 | 5309935
CC0300-12517.2 | CC0300-12517 | CC0300-12425 | 2 | 675 | Rainfall_100yr | Rainfall | 0 | 0 | 5040103 | 3.984 | 295.6867 | 0.527 | 82.986 | 4.456 | 0 | 0 | 0.44 | 3.806 | 327.9355 | 0.413 | 83.333 | 3.65 | 0 | 2235.843 | 0 | 0 | 5040702
CC0300-13140.2 | CC0300-13140 | CC0300-12615 | 2 | 675 | Rainfall_100yr | Rainfall | 0 | 0 | 4931347 | 5.612 | 301.2172 | 0.941 | 85.816 | 3.651 | 0 | 0 | 0.66 | 4.286 | 300.7047 | 0.59 | 87.509 | 4.606 | 1 | 1720.099 | 0 | 0 | 4935250
CC0300-14555.2 | CC0300-14555 | CC0300-13885 | 2 | 675 | Rainfall_100yr | Rainfall | 0 | 0 | 3068514.25 | 4.67 | 230.5659 | 0.881 | 92.95 | 4.707 | 0 | 0 | 0.47 | 2.623 | 215.7489 | 0.62 | 96.399 | 4.625 | 0 | 1574.157 | 0 | 0 | 2963701.75
CC0300-15055.2 | CC0300-15055 | CC0300-14665 | 2 | 675 | Rainfall_100yr | Rainfall | 0 | 0 | 2948710.75 | 5.804 | 194.7843 | 0.985 | 100.443 | 5.537 | 0 | 0 | 0.63 | 3.444 | 208.8606 | 0.539 | 100.878 | 4.162 | 1 | 1302.989 | 0 | 0 | 2915200.75
CC0300-15590.2 | CC0300-15590 | CC0300-15189 | 2 | 675 | Rainfall_100yr | Rainfall | 0 | 0 | 2069497.13 | 6.705 | 128.3414 | 0.94 | 105.391 | 3.754 | 0 | 0 | 0.76 | 3.936 | 131.9716 | 0.775 | 105.508 | 4.584 | 1 | 1917.215 | 0 | 0 | 2135468.25
CC0300-16285.2 | CC0300-16285 | CC0300-15666 | 2 | 675 | Rainfall_100yr | Rainfall | 0 | 0 | 2135472.25 | 5.306 | 131.9688 | 0.976 | 108.29 | 4.628 | 0 | 0 | 0.71 | 2.685 | 133.1078 | 0.616 | 109.211 | 4.363 | 1 | 1576.939 | 0 | 0 | 2135525.75
CC0300-16578.2 | CC0300-16578 | CC0300-16395 | 2 | 675 | Rainfall_100yr | Rainfall | 0 | 0 | 2136308.5 | 1.927 | 133.1355 | 0.986 | 111.089 | 6.118 | 0 | 0 | 0.32 | 2.117 | 133.1361 | 0.691 | 113.52 | 4.664 | 0 | 1886.128 | 0 | 0 | 2136311
CC0300-17300.2 | CC0300-17300 | CC0300-16578 | 2 | 675 | Rainfall_100yr | Rainfall | 0 | 0 | 2136311.5 | 2.117 | 133.1361 | 0.691 | 113.52 | 4.664 | 0 | 0 | 0.34 | 2.428 | 133.1664 | 0.405 | 119.44 | 2.889 | 0 | 3683.891 | 0 | 0 | 2136346.75
CC0300-17336.2 | CC0300-17336 | CC0300-17300 | 2 | 675 | Rainfall_100yr | Rainfall | 0 | 0 | 1891878 | 2.428 | 117.5776 | 0.371 | 119.409 | 2.613 | 0 | 0 | 0.34 | 2.263 | 117.5539 | 0.609 | 119.604 | 3.787 | 0 | -701.996 | 0 | 0 | 1891879.38
CC0300-17558.2 | CC0300-17558 | CC0300-17497 | 2 | 675 | Rainfall_100yr | Rainfall | 0 | 0 | 1891989.13 | 4.722 | 117.553 | 0.989 | 123.42 | 4.557 | 0 | 0 | 0.59 | 4.682 | 117.5437 | 0.6 | 123.436 | 3.826 | 1 | 779.874 | 0 | 0 | 1891989.13
CC0200-1549.2 | CC0200-1549 | CC0200-1216 | 2 | 675 | Rainfall_100yr | Rainfall | 0 | 0 | 777731.19 | 4.571 | 57.5273 | 0.446 | 26.299 | 1.93 | 0 | 0 | 0.59 | 2.831 | 60.2461 | 0.268 | 26.372 | 1.381 | 1 | 1927.621 | 0 | 0 | 777792.13
CC0200-1924.2 | CC0200-1924 | CC0200-1644 | 2 | 675 | Rainfall_100yr | Rainfall | 0 | 0 | 642521.25 | 2.929 | 48.5663 | 0.539 | 26.633 | 1.289 | 0 | 0 | 0.36 | 2.344 | 49.4688 | 0.263 | 26.866 | 1.696 | 0 | 435.951 | 0 | 0 | 642545.75
CC0200-3326.2 | CC0200-3326 | CC0200-3298 | 2 | 675 | Rainfall_100yr | Rainfall | 0 | 0 | 483223.94 | 2.337 | 45.5204 | 0.772 | 29.795 | 2.62 | 0 | 0 | 0.3 | 2.507 | 45.5741 | 0.342 | 29.819 | 1.569 | 0 | 1917.587 | 0 | 0 | 483224.25
CC0200-3428.2 | CC0200-3428 | CC0200-3326 | 2 | 675 | Rainfall_100yr | Rainfall | 0 | 0 | 185889.97 | 2.507 | 20.7727 | 0.14 | 29.796 | 0.732 | 0 | 0 | 0.3 | 2.019 | 19.9292 | 0.279 | 29.821 | 1.085 | 0 | -563.786 | 0 | 0 | 185892.09
CC0301-2533.2 | CC0301-2533 | CC0301-1608 | 2 | 675 | Rainfall_100yr | Rainfall | 0 | 0 | 2983716.5 | 5.804 | 129.9594 | 0.278 | 44.93 | 2.041 | 0 | 0 | 0.9 | 5.174 | 132.4011 | 0.598 | 44.967 | 1.656 | 1 | 1172.69 | 0 | 0 | 2990631.75
CC0300-3496.2 | CC0300-3496 | CC0300-3462 | 2 | 675 | Rainfall_100yr | Rainfall | 0 | 0 | 10554748 | 4.709 | 393.4102 | 0.951 | 48.425 | 4.162 | 0 | 0 | 0.7 | 4.232 | 393.4164 | 0.662 | 48.525 | 4.093 | 1 | 568.391 | 0 | 0 | 10554933
CC0900-2772.2 | CC0900-2772 | CC0900-1377 | 2 | 675 | Rainfall_100yr | Rainfall | 0 | 0 | 30937734 | 8.669 | 869.9143 | 0.274 | 20.127 | 3.264 | 0 | 0 | 0.84 | 8.708 | 873.5254 | 0.242 | 20.937 | 3.115 | 1 | -9733.613 | 0 | 0 | 30972924
CC0900-3538.2 | CC0900-3538 | CC0900-2772 | 2 | 675 | Rainfall_100yr | Rainfall | 0 | 0 | 27007448 | 8.708 | 782.0598 | 0.212 | 20.911 | 2.752 | 0 | 0 | 0.66 | 7.643 | 785.3776 | 0.443 | 21.428 | 5.469 | 1 | 3561.135 | 0 | 0 | 27022438
CC0901-356.2 | CC0901-356 | CC0900-3538 | 2 | 675 | Rainfall_100yr | Rainfall | 0 | 0 | 10523354 | 6.503 | 329.7917 | 0.902 | 21.132 | 4.334 | 0 | 0 | 0.55 | 6.687 | 323.5984 | 0.272 | 21.455 | 2.98 | 1 | -383.821 | 0 | 0 | 10525720
CC0900-6429.2 | CC0900-6429 | CC0900-4998 | 2 | 675 | Rainfall_100yr | Rainfall | 0 | 0 | 15652074 | 7.526 | 463.0119 | 0.365 | 22.543 | 3.363 | 0 | 0 | 0.9 | 7.101 | 460.7002 | 0.181 | 23.266 | 2.069 | 1 | 0 | 0 | 0 | 15638013
CC0900-12368.2 | CC0900-12368 | CC0900-11893 | 2 | 675 | Rainfall_100yr | Rainfall | 0 | 0 | 7950134.5 | 3.55 | 354.7034 | 0.998 | 30.578 | 8.371 | 0 | 0 | 0.57 | 5.735 | 354.7769 | 0.287 | 32.68 | 3.153 | 1 | 417.876 | 0 | 0 | 7959870.5
CC0900-13498.2 | CC0900-13498 | CC0900-12511 | 2 | 675 | Rainfall_100yr | Rainfall | 0 | 0 | 7755015.5 | 5.93 | 346.7147 | 0.494 | 33.09 | 2.664 | 0 | 0 | 0.56 | 4.764 | 348.5079 | 0.445 | 35.082 | 4.203 | 1 | 1087.205 | 0 | 0 | 7783562
CC0900-14655.2 | CC0900-14655 | CC0900-13922 | 2 | 675 | Rainfall_100yr | Rainfall | 0 | 0 | 5387805 | 3.993 | 144.1292 | 0.2 | 35.292 | 1.766 | 0 | 0 | 0.45 | 4.088 | 147.7029 | 0.47 | 36.801 | 1.479 | 0 | 2278.174 | 0 | 0 | 5406479.5
CC0900-15428.2 | CC0900-15428 | CC0900-14724 | 2 | 675 | Rainfall_100yr | Rainfall | 0 | 0 | 5408912 | 3.847 | 147.8104 | 0.244 | 36.909 | 1.443 | 0 | 0 | 0.53 | 4.069 | 149.248 | 0.464 | 38.711 | 1.441 | 1 | 1229.338 | 0 | 0 | 5427892
CC0900-16117.2 | CC0900-16117 | CC0900-15495 | 2 | 675 | Rainfall_100yr | Rainfall | 0 | 0 | 5430652 | 3.994 | 149.325 | 0.179 | 38.811 | 1.326 | 0 | 0 | 0.48 | 3.114 | 150.9528 | 0.285 | 40.178 | 1.874 | 0 | 1674.576 | 0 | 0 | 5447827.5
CC0900-16493.2 | CC0900-16493 | CC0900-16185 | 2 | 675 | Rainfall_100yr | Rainfall | 0 | 0 | 5450063 | 3.448 | 151.0477 | 0.177 | 40.299 | 1.637 | 0 | 0 | 0.46 | 3.372 | 151.4226 | 0.213 | 41.97 | 1.931 | 0 | 1784.663 | 0 | 0 | 5456116.5
CC0900-26669.2 | CC0900-26669 | CC0900-25612 | 2 | 675 | Rainfall_100yr | Rainfall | 0 | 0 | 2048106.5 | 3.764 | 141.2298 | 0.29 | 76.07 | 2.41 | 0 | 0 | 0.4 | 3.015 | 141.2744 | 0.327 | 80.129 | 2.714 | 0 | 3054.795 | 0 | 0 | 2051277.75
CC0900-25612.2 | CC0900-25612 | CC0900-24062 | 2 | 675 | Rainfall_100yr | Rainfall | 0 | 0 | 2287114.75 | 4.563 | 165.4823 | 0.163 | 69.189 | 1.628 | 0 | 0 | 0.45 | 3.764 | 166.4325 | 0.332 | 76.105 | 2.833 | 0 | 1720.487 | 0 | 0 | 2293710.5
CC0303-2736.2 | CC0303-2736 | CC0303-2158 | 2 | 675 | Rainfall_100yr | Rainfall | 0 | 0 | 851560 | 1.781 | 14.7403 | 0.618 | 93.124 | 1.981 | 0 | 0 | 0.31 | 2.825 | 13.4849 | 0.307 | 93.188 | 0.903 | 0 | -1101.864 | 0 | 0 | 860820.38
CC0301-1608.2 | CC0301-1608 | CC0301-1475 | 2 | 675 | Rainfall_100yr | Rainfall | 0 | 0 | 3296788.25 | 5.944 | 147.8299 | 0.387 | 44.927 | 2.392 | 0 | 0 | 0.9 | 5.804 | 148.1095 | 0.774 | 44.931 | 2.225 | 1 | 201.035 | 0 | 0 | 3297503.5
CC0901-3175.2 | CC0901-3175 | CC0901-2515 | 2 | 675 | Rainfall_100yr | Rainfall | 0 | 0 | 9505231 | 8.03 | 260.6824 | 0.167 | 25.016 | 2.028 | 0 | 0 | 0.57 | 7.771 | 272.3374 | 0.169 | 25.251 | 2.11 | 1 | 713.232 | 0 | 0 | 9507046
CC0900-10176.2 | CC0900-10176 | CC0900-8981 | 2 | 675 | Rainfall_100yr | Rainfall | 0 | 0 | 12950958 | 7.926 | 405.7973 | 0.275 | 24.828 | 2.258 | 0 | 0 | 0.87 | 6.158 | 409.7624 | 0.358 | 25.627 | 3.616 | 1 | 1441.505 | 0 | 0 | 12972240
CC0900-10275.2 | CC0900-10275 | CC0900-10176 | 2 | 675 | Rainfall_100yr | Rainfall | 0 | 0 | 12631156 | 6.158 | 397.4889 | 0.351 | 25.618 | 3.245 | 0 | 0 | 0.63 | 6.234 | 397.8213 | 0.217 | 25.701 | 2.106 | 1 | -3877.679 | 0 | 0 | 12632733
CC0300-562.2 | CC0300-562 | CC0300-321 | 2 | 675 | Rainfall_100yr | Rainfall | 0 | 0 | 11033387 | 7.694 | 212.0004 | 0.365 | 41.064 | 2.871 | 0 | 0 | 1 | 6.984 | 209.775 | 0.25 | 41.089 | 2.16 | 1 | 746.677 | 0 | 0 | 10171006
CC0303-1293.2 | CC0303-1293 | CC0303-946 | 2 | 675 | Rainfall_100yr | Rainfall | 0 | 0 | 1119670.88 | 3.692 | 44.8468 | 0.166 | 93.015 | 0.863 | 0 | 0 | 0.43 | 3.655 | 37.7447 | 0.294 | 93.035 | -0.998 | 0 | -852.514 | 0 | 0 | 1118851.5
CC0901-1062.2 | CC0901-1062 | PI7300-0 | 2 | 675 | Rainfall_100yr | Rainfall | 0 | 0 | 10336179 | 6.829 | 380.0682 | 0.28 | 21.923 | 3.221 | 0 | 0 | 0.52 | 6.571 | 303.2569 | 0.248 | 22.163 | 2.701 | 1 | 2818.246 | 0 | 0 | 10336945
CC0900-13861.2 | CC0900-13861 | CC0900-13498 | 2 | 675 | Rainfall_100yr | Rainfall | 0 | 0 | 5375886.5 | 4.764 | 140.4724 | 0.43 | 34.858 | 3.019 | 0 | 0 | 0.56 | 4.043 | 143.7037 | 0.283 | 35.174 | 1.539 | 1 | 1529.121 | 0 | 0 | 5384946.5
CC0301-1475.1 | CC0301-1475 | CUL01 | 1 | 675 | Rainfall_100yr | Rainfall | 0 | 0 | 1046671.81 | 6.702 | 32.4259 | 0.071 | 44.924 | 0.499 | 0 | 0 | 1 | 6.004 | 147.8283 | 0.279 | 44.926 | 1.623 | 1 | 822.784 | 0 | 0 | 3296779.75
CC0300-2126.1 | CC0300-2126 | CUL06 | 1 | 675 | Rainfall_100yr | Rainfall | 0 | 0 | 5998126.5 | 6.401 | 160.6795 | 0.256 | 44.923 | 1.195 | 0 | 0 | 1 | 5.366 | 390.4768 | 0.502 | 44.937 | 3.763 | 1 | 1522.123 | 0 | 0 | 10565453
CC0300-3307.1 | CC0300-3307 | CC0300-2126 | 1 | 675 | Rainfall_100yr | Rainfall | 0 | 0 | 10565462 | 5.366 | 390.4791 | 0.502 | 44.937 | 3.763 | 0 | 0 | 0.86 | 4.636 | 393.8068 | 0.414 | 47.573 | 3.84 | 1 | 2067.697 | 0 | 0 | 10570775
CUL02.1 | CUL02 | CUL03 | 1 | 675 | Rainfall_100yr | Rainfall | 0 | 0 | 1121189.63 | 6.616 | 32.2896 | 0.15 | 44.919 | 0.809 | 0 | 0 | 1 | 6.001 | 32.4154 | 0.477 | 44.918 | 1.299 | 1 | -193.055 | 0 | 0 | 1046547.81
CUL04.1 | CUL04 | CC0300-1316 | 1 | 675 | Rainfall_100yr | Rainfall | 0 | 0 | 4210056 | 7.143 | 134.4671 | 0.133 | 44.906 | 0.698 | 0 | 0 | 1 | 6.694 | 32.278 | 0.273 | 44.917 | 1.251 | 1 | 1638.508 | 0 | 0 | 1121098.5
CUL05.1 | CUL05 | CC0300-1316 | 1 | 675 | Rainfall_100yr | Rainfall | 0 | 0 | 9370952 | 7.093 | 234.5568 | 0.289 | 44.908 | 1.675 | 0 | 0 | 1 | 6.508 | 160.4748 | 0.209 | 44.915 | 1.142 | 1 | 672.541 | 0 | 0 | 5997408
Reach_A_US.1 | Reach_A_US | PI0501-0 | 1 | 675 | Rainfall_100yr | Rainfall | 0 | 0 | 6988321 | 8.618 | 182.8087 | 0.45 | 18.049 | 3.236 | 0 | 0 | 0.65 | 8.608 | 178.4232 | 0.693 | 18.197 | 3.472 | 1 | 1175.405 | 0 | 0 | 7031016.5
PI0501-0.1 | PI0501-0 | CUL07 | 1 | 675 | Rainfall_100yr | Rainfall | 0 | 0 | 6526853 | 8.683 | 226.4347 | 0.14 | 17.967 | 1.462 | 0 | 0 | 0.8 | 8.646 | 227.19 | 0.294 | 18.08 | 2.217 | 1 | 372.553 | 0 | 0 | 6555575.5
CUL08.1 | CUL08 | Westside_DS | 1 | 675 | Rainfall_100yr | Rainfall | 0 | 0 | 6459284.5 | 6.884 | 226.3861 | 0.895 | 16.037 | 2.49 | 0 | 0 | 0.6 | 7.103 | 226.4346 | 0.534 | 16.395 | 1.951 | 1 | 635.954 | 0 | 0 | 6524966.5
PX9700-0.2 | PX9700-0 | CC0900-20416 | 2 | 675 | Rainfall_100yr | Rainfall | 0 | 0 | 2339026.75 | 7.593 | 135.8484 | 0.985 | 62.769 | 4.645 | 0 | 0 | 0.83 | 3.301 | 168.331 | 0.686 | 66.242 | 3.253 | 1 | 2505.229 | 0 | 0 | 2349461.5

## Sheet3
Existing
CC0300-16395.1 | ARCH | 72 | 62.64
CC0300-17662.1 | ARCH | 60 | 46
CC0300-17497.1 | ARCH | 72 | 38
CC0900-1366.1 | ARCHSPRUNG | 288 | 71.04
CC0900-4998.1 | ARCHSPRUNG | 288 | 60
CC0900-8981.1 | ARCHSPRUNG | 288 | 62
CC0900-13922.1 | ARCHSPRUNG | 136 | 60
CC0900-14724.1 | ARCHSPRUNG | 136 | 60
CC0900-15495.1 | ARCHSPRUNG | 136 | 60
CC0900-16185.1 | ARCHSPRUNG | 136 | 60
CC0900-16575.1 | ARCHSPRUNG | 136 | 60
CC0300-4039.1 | ARCHSPRUNG | 178 | 49.68
CC0300-5440.1 | ARCHSPRUNG | 178 | 56.88
CC0300-6198.1 | ARCHSPRUNG | 176 | 38.04
CC0300-10049.1 | ARCHSPRUNG | 163 | 41.4
CC0303-2158.1 | ARCHSPRUNG | 180 | 56.04
CC0303-2787.1 | ARCHSPRUNG | 180 | 55.92
CC0900-1377.1 | ARCHSPRUNG | 288 | 71.04
CUL06.1 | ARCHSPRUNG | 138 | 78
PI1500-2209.1 | Ellipse | 45 | 29
PI1500-1973.1 | Ellipse | 45 | 29
PI7800-1987.1 | Ellipse | 45 | 29
PI0500-4622.1 | Ellipse | 76 | 48
PI8400-90.1 | Ellipse | 45 | 29
PI7800-1942.1 | Ellipse | 45 | 29
CC0300-675.1 | RECT | 84 | 36
CC0900-11893.1 | RECT | 96 | 60
CC0900-12511.1 | RECT | 96 | 60
CC0300-3462.1 | RECT | 84 | 60
CC0300-8529.1 | RECT | 144 | 72
CC0300-9708.1 | RECT | 84 | 60
CC0300-10762.1 | RECT | 144 | 48
CC0300-11700.1 | RECT | 96 | 48
CC0300-12615.1 | RECT | 84 | 48
CC0300-13850.1 | RECT | 84 | 48
CC0300-14665.1 | RECT | 60 | 30
CC0300-15189.1 | RECT | 60 | 30
CC0300-15666.1 | RECT | 60 | 30
CC0303-1525.1 | RECT | 72 | 48
CC0900-17359.1 | RECT | 144 | 36
CC0900-11566.1 | RECT | 96 | 60
CC0300-3338.1 | RECT | 84 | 60
CC0300-10707.1 | RECT | 144 | 48
CC0300-11634.1 | RECT | 96 | 48
CC0300-12540.1 | RECT | 84 | 48
CC0300-13885.1 | RECT | 84 | 48
CC0900-17445.1 | RECT | 96 | 60
PI3200-88.1 | RECT | 60 | 36
CC0300-6198.2 | RECT | 60 | 36
CC0200-27.1 | RECT | 96 | 48
CC0100-3146.1 | RECT | 144 | 48
CC0100-1030.1 | RECT | 144 | 48
CC0900-17460.1 | RECT | 96 | 60

## Existing_pipe_data
id_renamed | asset_id | asset_uid | base_heigh | bottom_rou | bottom_r_1 | bottom_r_2 | bottom_r_3 | branch_id | capacity | conduit_he | conduit_le | conduit_ma | conduit_ty | conduit_wi | connection | critical_s | design_gro | diff1d_d0 | diff1d_d1 | diff1d_d2 | diff1d_typ | ds_headlos | ds_headl_1 | ds_invert | ds_node_id | ds_settlem | gradient | ground_con | infiltrati | infiltra_1 | inflow | link_suffi | link_type | min_comput | min_space_ | number_of_ | roughness_ | sediment_d | sewer_refe | shape1 | site_condi | slot_width | solution_m | springing_ | system_typ | taking_off | top_roughn | top_roug_1 | top_roug_2 | top_roug_3 | us_headlos | us_headl_1 | us_invert | us_node_id | us_settlem | user_numbe | user_num_1 | user_num_2 | user_num_3 | user_num_4 | user_num_5 | user_num_6 | user_num_7 | user_num_8 | user_num_9 | user_text_ | user_text1 | user_tex_1 | user_tex_2 | user_tex_3 | user_tex_4 | user_tex_5 | user_tex_6 | user_tex_7 | user_tex_8 | hotlinks | FGeom_Leng
CC0200-209.1 |  |  | 0 | 0.059055 | 0 | 25 | 0.013 | 0 | 64.2451 | 48 | 65 | UNKN | Conduit | 48 | 1 |  | 0 | 107.6391 | 107.6391 | 0.0010764 | Estuary | 1 | FIXED | 18.38 | CC0200-142 | 0 | 0.2 | SUBURBS | 0 | 0 | 0 | 1 | Cond | 20 | 32.8084 | 1 | N | 0 |  | CIRC | ROAD | 0.7874 | Full | 0 | Other |  | 0.059055 | 0 | 25 | 0.013 | 0.29 | FIXED | 18.51 | CC0200-209 | 0 | 0 | 0 | 0 | 0 | 0 | 0 | 0 | 0 | 0 | 0 | [11 empty] | 67.3003
CC0200-522.1 |  |  | 0 | 0.059055 | 0 | 25 | 0.013 | 0 | 263.6238 | 60 | 82 | UNKN | Conduit | 60 | 1 |  | 0 | 107.6391 | 107.6391 | 0.0010764 | Estuary | 1 | FIXED | 18.81 | CC0200-434 | 0 | 0.2561 | SUBURBS | 0 | 0 | 0 | 1 | Cond | 20 | 32.8084 | 2 | N | 0 |  | CIRC | ROAD | 0.7874 | Full | 0 | Other |  | 0.059055 | 0 | 25 | 0.013 | 0.25 | FIXED | 19.02 | CC0200-522 | 0 | 0 | 0 | 0 | 0 | 0 | 0 | 0 | 0 | 0 | 0 | [11 empty] | 87.6277
CC0200-1644.1 |  |  | 0 | 0.059055 | 0 | 25 | 0.013 | 0 | 91.0599 | 60 | 90 | UNKN | Conduit | 60 | 1 |  | 0 | 107.6391 | 107.6391 | 0.0010764 | Estuary | 1 | FIXED | 23.13 | CC0200-1549 | 0 | 0.12222 | SUBURBS | 0 | 0 | 0 | 1 | Cond | 20 | 32.8084 | 1 | N | 0 |  | CIRC | ROAD | 0.7874 | Full | 0 | Other |  | 0.059055 | 0 | 25 | 0.013 | 0.25 | FIXED | 23.24 | CC0200-1644 | 0 | 0 | 0 | 0 | 0 | 0 | 0 | 0 | 0 | 0 | 0 | [11 empty] | 94.6531
CC0200-2655.1 |  |  | 0 | 0.059055 | 0 | 25 | 0.013 | 0 | 48.1677 | 42 | 144 | UNKN | Conduit | 42 | 1 |  | 0 | 107.6391 | 107.6391 | 0.0010764 | Estuary | 1 | FIXED | 24.95 | CC0200-2500 | 0 | 0.22917 | SUBURBS | 0 | 0 | 0 | 1 | Cond | 20 | 32.8084 | 1 | N | 0 |  | CIRC | ROAD | 0.7874 | Full | 0 | Other |  | 0.059055 | 0 | 25 | 0.013 | 0.25 | FIXED | 25.28 | CC0200-2655 | 0 | 0 | 0 | 0 | 0 | 0 | 0 | 0 | 0 | 0 | 0 | [11 empty] | 155.0696
CC0200-3298.1 |  |  | 0 | 0.059055 | 0 | 25 | 0.013 | 0 | 45.9261 | 42 | 120 | UNKN | Conduit | 42 | 1 |  | 0 | 107.6391 | 107.6391 | 0.0010764 | Estuary | 1 | FIXED | 26.32 | CC0200-3167 | 0 | 0.20833 | SUBURBS | 0 | 0 | 0 | 1 | Cond | 20 | 32.8084 | 1 | N | 0 |  | CIRC | ROAD | 0.7874 | Full | 0 | Other |  | 0.059055 | 0 | 25 | 0.013 | 0.34 | FIXED | 26.57 | CC0200-3298 | 0 | 0 | 0 | 0 | 0 | 0 | 0 | 0 | 0 | 0 | 0 | [11 empty] | 131.424
CC0300-675.1 |  |  | 0 | 0.059055 | 0 | 25 | 0.013 | 0 | 276.4289 | 36 | 103 | UNKN | Conduit | 84 | 1 |  | 0 | 107.6391 | 107.6391 | 0.0010764 | Estuary | 1 | FIXED | 33.65 | CC0300-562 | 0 | 0.31068 | SUBURBS | 0 | 0 | 0 | 1 | Cond | 20 | 32.8084 | 2 | N | 0 |  | RECT | ROAD | 0.7874 | Full | 0 | Other |  | 0.059055 | 0 | 25 | 0.013 | 0.25 | FIXED | 33.97 | CC0300-675 | 0 | 0 | 0 | 0 | 0 | 0 | 0 | 0 | 0 | 0 | 0 | [11 empty] | 113.7934
CC0901-1323.1 |  |  | 0 | 0.059055 | 0 | 25 | 0.013 | 0 | 240.5255 | 84 | 127 | UNKN | Conduit | 84 | 1 |  | 0 | 107.6391 | 107.6391 | 0.0010764 | Estuary | 0 | FIXED | 17.34 | CC0901-1113 | 0 | 0.14173 | SUBURBS | 0 | 0 | 0 | 1 | Cond | 20 | 32.8084 | 1 | N | 0 |  | CIRC | ROAD | 0.7874 | Full | 0 | Other |  | 0.059055 | 0 | 25 | 0.013 | 0.21 | FIXED | 17.52 | CC0901-1323 | 0 | 0 | 0 | 0 | 0 | 0 | 0 | 0 | 0 | 0 | 0 | [11 empty] | 210.2911
CC0901-1654.1 |  |  | 0 | 0.059055 | 0 | 25 | 0.013 | 0 | 264.9471 | 72 | 92 | UNKN | Conduit | 72 | 1 |  | 0 | 107.6391 | 107.6391 | 0.0010764 | Estuary | 1 | FIXED | 17.91 | CC0901-1577 | 0 | 0.097826 | SUBURBS | 0 | 0 | 0 | 1 | Cond | 20 | 32.8084 | 2 | N | 0 |  | CIRC | ROAD | 0.7874 | Full | 0 | Other |  | 0.059055 | 0 | 25 | 0.013 | 0.27 | FIXED | 18 | CC0901-1654 | 0 | 0 | 0 | 0 | 0 | 0 | 0 | 0 | 0 | 0 | 0 | [11 empty] | 76.2692
CC0901-1398.1 |  |  | 0 | 0.059055 | 0 | 25 | 0.013 | 0 | 215.6425 | 84 | 79 | UNKN | Conduit | 84 | 1 |  | 0 | 107.6391 | 107.6391 | 0.0010764 | Estuary | 0 | FIXED | 17.52 | CC0901-1323 | 0 | 0.11392 | SUBURBS | 0 | 0 | 0 | 1 | Cond | 20 | 32.8084 | 1 | N | 0 |  | CIRC | ROAD | 0.7874 | Full | 0 | Other |  | 0.059055 | 0 | 25 | 0.013 | 0.32 | FIXED | 17.61 | CC0901-1398 | 0 | 0 | 0 | 0 | 0 | 0 | 0 | 0 | 0 | 0 | 0 | [11 empty] | 75.3603
CC0900-1366.1 |  |  | 0 | 0.059055 | 0 | 25 | 0.013 | 0 | 565.3864 | 71.04 | 47.9 | UNKN | Conduit | 288 | 1 |  | 0 | 107.6391 | 107.6391 | 0.0010764 | Estuary | 1 | FIXED | 11.23 | CC0900-1318 | 0 | 0.10438 | SUBURBS | 0 | 0 | 0 | 1 | Cond | 20 | 32.8084 | 1 | N | 0 |  | ARCHSPRUNG | ROAD | 0.7874 | Full | 0 | Other |  | 0.059055 | 0 | 25 | 0.013 | 0.17 | FIXED | 11.28 | CC0900-1366 | 0 | 0 | 0 | 0 | 0 | 0 | 0 | 0 | 0 | 0 | 0 | [11 empty] | 47.8558
CC0900-4998.1 |  |  | 0 | 0.059055 | 0 | 25 | 0.013 | 0 | 414.4222 | 60 | 100 | UNKN | Conduit | 288 | 1 |  | 0 | 107.6391 | 107.6391 | 0.0010764 | Estuary | 1 | FIXED | 14.81 | CC0900-4870 | 0 | 0.1 | SUBURBS | 0 | 0 | 0 | 1 | Cond | 20 | 32.8084 | 1 | N | 0 |  | ARCHSPRUNG | ROAD | 0.7874 | Full | 0 | Other |  | 0.059055 | 0 | 25 | 0.013 | 0.26 | FIXED | 14.91 | CC0900-4998 | 0 | 0 | 0 | 0 | 0 | 0 | 0 | 0 | 0 | 0 | 0 | [11 empty] | 127.4758
CC0900-8981.1 |  |  | 0 | 0.059055 | 0 | 25 | 0.013 | 0 | 352.0258 | 62 | 62 | UNKN | Conduit | 288 | 1 |  | 0 | 107.6391 | 107.6391 | 0.0010764 | Estuary | 1 | FIXED | 16.89 | CC0900-8904 | 0 | 0.064516 | SUBURBS | 0 | 0 | 0 | 1 | Cond | 20 | 32.8084 | 1 | N | 0 |  | ARCHSPRUNG | ROAD | 0.7874 | Full | 0 | Other |  | 0.059055 | 0 | 25 | 0.013 | 0.26 | FIXED | 16.93 | CC0900-8981 | 0 | 0 | 0 | 0 | 0 | 0 | 0 | 0 | 0 | 0 | 0 | [11 empty] | 76.8563
CC0900-11893.1 |  |  | 0 | 0.059055 | 0 | 25 | 0.013 | 0 | 723.3567 | 60 | 298 | UNKN | Conduit | 96 | 1 |  | 0 | 107.6391 | 107.6391 | 0.0010764 | Estuary | 0 | FIXED | 22.34 | CC0900-11566 | 0 | 0.35235 | SUBURBS | 0 | 0 | 0 | 1 | Cond | 20 | 32.8084 | 2 | N | 0 |  | RECT | ROAD | 0.7874 | Full | 0 | Other |  | 0.059055 | 0 | 25 | 0.013 | 0.26 | FIXED | 23.39 | CC0900-11893 | 0 | 0 | 0 | 0 | 0 | 0 | 0 | 0 | 0 | 0 | 0 | [11 empty] | 327.4821
CC0900-12511.1 |  |  | 0 | 0.059055 | 0 | 25 | 0.013 | 0 | 0 | 60 | 143 | UNKN | Conduit | 96 | 1 |  | 0 | 107.6391 | 107.6391 | 0.0010764 | Estuary | 1 | FIXED | 26.1 | CC0900-12368 | 0 | 0 | SUBURBS | 0 | 0 | 0 | 1 | Cond | 20 | 32.8084 | 2 | N | 0 |  | RECT | ROAD | 0.7874 | Full | 0 | Other |  | 0.059055 | 0 | 25 | 0.013 | 0.25 | FIXED | 26.1 | CC0900-12511 | 0 | 0 | 0 | 0 | 0 | 0 | 0 | 0 | 0 | 0 | 0 | [11 empty] | 142.3579
CC0900-13922.1 |  |  | 0 | 0.059055 | 0 | 25 | 0.025 | 0 | 318.3267 | 60 | 93 | UNKN | Conduit | 136 | 1 |  | 0 | 107.6391 | 107.6391 | 0.0010764 | Estuary | 1 | FIXED | 31.4 | CC0900-13861 | 0 | 0.21505 | SUBURBS | 0 | 0 | 0 | 1 | Cond | 20 | 32.8084 | 2 | N | 0 |  | ARCHSPRUNG | ROAD | 0.7874 | Full | 0 | Other |  | 0.059055 | 0 | 25 | 0.025 | 0.25 | FIXED | 31.6 | CC0900-13922 | 0 | 0 | 0 | 0 | 0 | 0 | 0 | 0 | 0 | 0 | 0 | [11 empty] | 61.6757
CC0900-14724.1 |  |  | 0 | 0.059055 | 0 | 25 | 0.025 | 0 | 380.7657 | 60 | 65 | UNKN | Conduit | 136 | 1 |  | 0 | 107.6391 | 107.6391 | 0.0010764 | Estuary | 1 | FIXED | 33.1 | CC0900-14655 | 0 | 0.30769 | SUBURBS | 0 | 0 | 0 | 1 | Cond | 20 | 32.8084 | 2 | N | 0 |  | ARCHSPRUNG | ROAD | 0.7874 | Full | 0 | Other |  | 0.059055 | 0 | 25 | 0.025 | 0.25 | FIXED | 33.3 | CC0900-14724 | 0 | 0 | 0 | 0 | 0 | 0 | 0 | 0 | 0 | 0 | 0 | [11 empty] | 68.7377
CC0900-15495.1 |  |  | 0 | 0.059055 | 0 | 25 | 0.025 | 0 | 380.7657 | 60 | 65 | UNKN | Conduit | 136 | 1 |  | 0 | 107.6391 | 107.6391 | 0.0010764 | Estuary | 1 | FIXED | 34.8 | CC0900-15428 | 0 | 0.30769 | SUBURBS | 0 | 0 | 0 | 1 | Cond | 20 | 32.8084 | 2 | N | 0 |  | ARCHSPRUNG | ROAD | 0.7874 | Full | 0 | Other |  | 0.059055 | 0 | 25 | 0.025 | 0.25 | FIXED | 35 | CC0900-15495 | 0 | 0 | 0 | 0 | 0 | 0 | 0 | 0 | 0 | 0 | 0 | [11 empty] | 66.9289
CC0900-16185.1 |  |  | 0 | 0.059055 | 0 | 25 | 0.025 | 0 | 380.7657 | 60 | 65 | UNKN | Conduit | 136 | 1 |  | 0 | 107.6391 | 107.6391 | 0.0010764 | Estuary | 1 | FIXED | 36.8 | CC0900-16117 | 0 | 0.30769 | SUBURBS | 0 | 0 | 0 | 1 | Cond | 20 | 32.8084 | 2 | N | 0 |  | ARCHSPRUNG | ROAD | 0.7874 | Full | 0 | Other |  | 0.059055 | 0 | 25 | 0.025 | 0.25 | FIXED | 37 | CC0900-16185 | 0 | 0 | 0 | 0 | 0 | 0 | 0 | 0 | 0 | 0 | 0 | [11 empty] | 67.5364
CC0900-16575.1 |  |  | 0 | 0.059055 | 0 | 25 | 0.025 | 0 | 343.2176 | 60 | 80 | UNKN | Conduit | 136 | 1 |  | 0 | 107.6391 | 107.6391 | 0.0010764 | Estuary | 1 | FIXED | 38.7 | CC0900-16493 | 0 | 0.25 | SUBURBS | 0 | 0 | 0 | 1 | Cond | 20 | 32.8084 | 2 | N | 0 |  | ARCHSPRUNG | ROAD | 0.7874 | Full | 0 | Other |  | 0.059055 | 0 | 25 | 0.025 | 0.25 | FIXED | 38.9 | CC0900-16575 | 0 | 0 | 0 | 0 | 0 | 0 | 0 | 0 | 0 | 0 | 0 | [11 empty] | 82.0943
CC0300-1316.1 |  |  | 0 | 0.059055 | 0 | 25 | 0.013 | 0 | 232.3698 | 48 | 280 | UNKN | Conduit | 48 | 1 |  | 0 | 107.6391 | 107.6391 | 0.0010764 | Estuary | 1 | FIXED | 36.89 | CC0300-1023 | 0 | 0.29071 | SUBURBS | 0 | 0 | 0 | 1 | Cond | 20 | 32.8084 | 3 | N | 0 |  | CIRC | ROAD | 0.7874 | Full | 0 | Other |  | 0.059055 | 0 | 25 | 0.013 | 0.5 | FIXED | 37.704 | CC0300-1316 | 0 | 0 | 0 | 0 | 0 | 0 | 0 | 0 | 0 | 0 | 0 | [11 empty] | 293.325
CC0300-3462.1 |  |  | 0 | 0.059055 | 0 | 25 | 0.013 | 0 | 516.5541 | 60 | 123 | UNKN | Conduit | 84 | 1 |  | 0 | 107.6391 | 107.6391 | 0.0010764 | Estuary | 0 | FIXED | 42.95 | CC0300-3338 | 0 | 0.25203 | SUBURBS | 0 | 0 | 0 | 1 | Cond | 20 | 32.8084 | 2 | N | 0 |  | RECT | ROAD | 0.7874 | Full | 0 | Other |  | 0.059055 | 0 | 25 | 0.013 | 0.25 | FIXED | 43.26 | CC0300-3462 | 0 | 0 | 0 | 0 | 0 | 0 | 0 | 0 | 0 | 0 | 0 | [11 empty] | 123.8053
CC0300-4039.1 |  |  | 0 | 0.059055 | 0 | 25 | 0.025 | 0 | 133.1239 | 49.68 | 110 | UNKN | Conduit | 178 | 1 |  | 0 | 107.6391 | 107.6391 | 0.0010764 | Estuary | 1 | FIXED | 45.5 | CC0300-3934 | 0 | 0.18182 | SUBURBS | 0 | 0 | 0 | 1 | Cond | 20 | 32.8084 | 1 | N | 0 |  | ARCHSPRUNG | ROAD | 0.7874 | Full | 0 | Other |  | 0.059055 | 0 | 25 | 0.025 | 0.25 | FIXED | 45.7 | CC0300-4039 | 0 | 0 | 0 | 0 | 0 | 0 | 0 | 0 | 0 | 0 | 0 | [11 empty] | 105.1066
CC0300-5440.1 |  |  | 0 | 0.059055 | 0 | 25 | 0.025 | 0 | 260.5628 | 56.88 | 122 | UNKN | Conduit | 178 | 1 |  | 0 | 107.6391 | 107.6391 | 0.0010764 | Estuary | 1 | FIXED | 48.49 | CC0300-5331 | 0 | 0.43443 | SUBURBS | 0 | 0 | 0 | 1 | Cond | 20 | 32.8084 | 1 | N | 0 |  | ARCHSPRUNG | ROAD | 0.7874 | Full | 0 | Other |  | 0.059055 | 0 | 25 | 0.025 | 0.25 | FIXED | 49.02 | CC0300-5440 | 0 | 0 | 0 | 0 | 0 | 0 | 0 | 0 | 0 | 0 | 0 | [11 empty] | 108.9798
CC0300-6198.1 |  |  | 0 | 0.059055 | 0 | 25 | 0.025 | 0 | 109.6629 | 38.04 | 95 | UNKN | Conduit | 176 | 1 |  | 0 | 107.6391 | 107.6391 | 0.0010764 | Estuary | 1 | FIXED | 52 | CC0300-6083 | 0 | 0.31579 | SUBURBS | 0 | 0 | 0 | 1 | Cond | 20 | 32.8084 | 1 | N | 0 |  | ARCHSPRUNG | ROAD | 0.7874 | Full | 0 | Other |  | 0.059055 | 0 | 25 | 0.025 | 0.5 | FIXED | 52.3 | CC0300-6198 | 0 | 0 | 0 | 0 | 0 | 0 | 0 | 0 | 0 | 0 | 0 | [11 empty] | 114.7986
CC0300-8529.1 |  |  | 0 | 0.059055 | 0 | 25 | 0.013 | 0 | 708.486 | 72 | 68 | UNKN | Conduit | 144 | 1 |  | 0 | 107.6391 | 107.6391 | 0.0010764 | Estuary | 1 | FIXED | 58.15 | CC0300-8465 | 0 | 0.29412 | SUBURBS | 0 | 0 | 0 | 1 | Cond | 20 | 32.8084 | 1 | N | 0 |  | RECT | ROAD | 0.7874 | Full | 0 | Other |  | 0.059055 | 0 | 25 | 0.013 | 0.25 | FIXED | 58.35 | CC0300-8529 | 0 | 0 | 0 | 0 | 0 | 0 | 0 | 0 | 0 | 0 | 0 | [11 empty] | 63.9797
CC0300-9708.1 |  |  | 0 | 0.059055 | 0 | 25 | 0.013 | 0 | 551.1827 | 60 | 115 | UNKN | Conduit | 84 | 1 |  | 0 | 107.6391 | 107.6391 | 0.0010764 | Estuary | 1 | FIXED | 62.21 | CC0300-9582 | 0 | 0.28696 | SUBURBS | 0 | 0 | 0 | 1 | Cond | 20 | 32.8084 | 2 | N | 0 |  | RECT | ROAD | 0.7874 | Full | 0 | Other |  | 0.059055 | 0 | 25 | 0.013 | 0.27 | FIXED | 62.54 | CC0300-9708 | 0 | 0 | 0 | 0 | 0 | 0 | 0 | 0 | 0 | 0 | 0 | [11 empty] | 125.6635
CC0300-10049.1 |  |  | 0 | 0.059055 | 0 | 25 | 0.025 | 0 | 172.9137 | 41.4 | 103 | UNKN | Conduit | 163 | 1 |  | 0 | 107.6391 | 107.6391 | 0.0010764 | Estuary | 1 | FIXED | 64.4 | CC0300-9939 | 0 | 0.67961 | SUBURBS | 0 | 0 | 0 | 1 | Cond | 20 | 32.8084 | 1 | N | 0 |  | ARCHSPRUNG | ROAD | 0.7874 | Full | 0 | Other |  | 0.059055 | 0 | 25 | 0.025 | 0.25 | FIXED | 65.1 | CC0300-10049 | 0 | 0 | 0 | 0 | 0 | 0 | 0 | 0 | 0 | 0 | 0 | [11 empty] | 109.8448
CC0300-10762.1 |  |  | 0 | 0.059055 | 0 | 25 | 0.013 | 0 | 565.2559 | 48 | 55 | UNKN | Conduit | 144 | 1 |  | 0 | 107.6391 | 107.6391 | 0.0010764 | Estuary | 0 | FIXED | 69.17 | CC0300-10707 | 0 | 0.61818 | SUBURBS | 0 | 0 | 0 | 1 | Cond | 20 | 32.8084 | 1 | N | 0 |  | RECT | ROAD | 0.7874 | Full | 0 | Other |  | 0.059055 | 0 | 25 | 0.013 | 0.26 | FIXED | 69.51 | CC0300-10762 | 0 | 0 | 0 | 0 | 0 | 0 | 0 | 0 | 0 | 0 | 0 | [11 empty] | 54.24
CC0300-11700.1 |  |  | 0 | 0.059055 | 0 | 25 | 0.013 | 0 | 290.6832 | 48 | 79 | UNKN | Conduit | 96 | 1 |  | 0 | 107.6391 | 107.6391 | 0.0010764 | Estuary | 0 | FIXED | 73.81 | CC0300-11634 | 0 | 0.43038 | SUBURBS | 0 | 0 | 0 | 1 | Cond | 20 | 32.8084 | 1 | N | 0 |  | RECT | ROAD | 0.7874 | Full | 0 | Other |  | 0.059055 | 0 | 25 | 0.013 | 0.26 | FIXED | 74.15 | CC0300-11700 | 0 | 0 | 0 | 0 | 0 | 0 | 0 | 0 | 0 | 0 | 0 | [11 empty] | 65.8858
CC0300-12615.1 |  |  | 0 | 0.059055 | 0 | 25 | 0.013 | 0 | 205.8703 | 48 | 80 | UNKN | Conduit | 84 | 1 |  | 0 | 107.6391 | 107.6391 | 0.0010764 | Estuary | 0 | FIXED | 79.51 | CC0300-12540 | 0 | 0.3 | SUBURBS | 0 | 0 | 0 | 1 | Cond | 20 | 32.8084 | 1 | N | 0 |  | RECT | ROAD | 0.7874 | Full | 0 | Other |  | 0.059055 | 0 | 25 | 0.013 | 0.26 | FIXED | 79.75 | CC0300-12615 | 0 | 0 | 0 | 0 | 0 | 0 | 0 | 0 | 0 | 0 | 0 | [11 empty] | 75.2057
CC0300-13850.1 |  |  | 0 | 0.059055 | 0 | 25 | 0.013 | 0 | 165.2024 | 48 | 88 | UNKN | Conduit | 84 | 1 |  | 0 | 107.6391 | 107.6391 | 0.0010764 | Estuary | 1 | FIXED | 87.45 | CC0300-13762 | 0 | 0.19318 | SUBURBS | 0 | 0 | 0 | 1 | Cond | 20 | 32.8084 | 1 | N | 0 |  | RECT | ROAD | 0.7874 | Full | 0 | Other |  | 0.059055 | 0 | 25 | 0.013 | 0.17 | FIXED | 87.62 | CC0300-13850 | 0 | 0 | 0 | 0 | 0 | 0 | 0 | 0 | 0 | 0 | 0 | [11 empty] | 88.513
CC0300-14665.1 |  |  | 0 | 0.059055 | 0 | 25 | 0.013 | 0 | 72.343 | 30 | 104 | UNKN | Conduit | 60 | 1 |  | 0 | 107.6391 | 107.6391 | 0.0010764 | Estuary | 1 | FIXED | 93.66 | CC0300-14555 | 0 | 0.32692 | SUBURBS | 0 | 0 | 0 | 1 | Cond | 20 | 32.8084 | 1 | N | 0 |  | RECT | ROAD | 0.7874 | Full | 0 | Other |  | 0.059055 | 0 | 25 | 0.013 | 0.25 | FIXED | 94 | CC0300-14665 | 0 | 0 | 0 | 0 | 0 | 0 | 0 | 0 | 0 | 0 | 0 | [11 empty] | 109.1756
CC0300-15189.1 |  |  | 0 | 0.059055 | 0 | 25 | 0.013 | 0 | 90.8116 | 30 | 132 | UNKN | Conduit | 60 | 1 |  | 0 | 107.6391 | 107.6391 | 0.0010764 | Estuary | 1 | FIXED | 97.55 | CC0300-15055 | 0 | 0.51515 | SUBURBS | 0 | 0 | 0 | 1 | Cond | 20 | 32.8084 | 1 | N | 0 |  | RECT | ROAD | 0.7874 | Full | 0 | Other |  | 0.059055 | 0 | 25 | 0.013 | 0.25 | FIXED | 98.23 | CC0300-15189 | 0 | 0 | 0 | 0 | 0 | 0 | 0 | 0 | 0 | 0 | 0 | [11 empty] | 134.4966
CC0300-15666.1 |  |  | 0 | 0.059055 | 0 | 25 | 0.013 | 0 | 129.8112 | 30 | 76 | UNKN | Conduit | 60 | 1 |  | 0 | 107.6391 | 107.6391 | 0.0010764 | Estuary | 1 | FIXED | 101.49 | CC0300-15590 | 0 | 1.0526 | SUBURBS | 0 | 0 | 0 | 1 | Cond | 20 | 32.8084 | 1 | N | 0 |  | RECT | ROAD | 0.7874 | Full | 0 | Other |  | 0.059055 | 0 | 25 | 0.013 | 0.25 | FIXED | 102.29 | CC0300-15666 | 0 | 0 | 0 | 0 | 0 | 0 | 0 | 0 | 0 | 0 | 0 | [11 empty] | 76.6849
CC0300-16395.1 |  |  | 0 | 0.059055 | 0 | 25 | 0.025 | 0 | 218.5959 | 62.64 | 103 | UNKN | Conduit | 72 | 1 |  | 0 | 107.6391 | 107.6391 | 0.0010764 | Estuary | 1 | FIXED | 104 | CC0300-16285 | 0 | 1.165 | SUBURBS | 0 | 0 | 0 | 1 | Cond | 20 | 32.8084 | 1 | N | 0 |  | ARCH | ROAD | 0.7874 | Full | 0 | Other |  | 0.059055 | 0 | 25 | 0.025 | 0.26 | FIXED | 105.2 | CC0300-16395 | 0 | 0 | 0 | 0 | 0 | 0 | 0 | 0 | 0 | 0 | 0 | [11 empty] | 110.471
CC0300-17662.1 |  |  | 0 | 0.059055 | 0 | 25 | 0.025 | 0 | 56.3108 | 46 | 105 | UNKN | Conduit | 60 | 1 |  | 0 | 107.6391 | 107.6391 | 0.0010764 | Estuary | 1 | FIXED | 118.39 | CC0300-17558 | 0 | 0.30476 | SUBURBS | 0 | 0 | 0 | 1 | Cond | 20 | 32.8084 | 1 | N | 0 |  | ARCH | ROAD | 0.7874 | Full | 0 | Other |  | 0.059055 | 0 | 25 | 0.025 | 0.25 | FIXED | 118.71 | CC0300-17662 | 0 | 0 | 0 | 0 | 0 | 0 | 0 | 0 | 0 | 0 | 0 | [11 empty] | 103.1437
CC0303-1525.1 |  |  | 0 | 0.059055 | 0 | 25 | 0.013 | 0 | 160.3935 | 48 | 235 | UNKN | Conduit | 72 | 1 |  | 0 | 107.6391 | 107.6391 | 0.0010764 | Estuary | 1 | FIXED | 86.71 | CC0303-1293 | 0 | 0.26809 | SUBURBS | 0 | 0 | 0 | 1 | Cond | 20 | 32.8084 | 1 | N | 0 |  | RECT | ROAD | 0.7874 | Full | 0 | Other |  | 0.059055 | 0 | 25 | 0.013 | 0.25 | FIXED | 87.34 | CC0303-1525 | 0 | 0 | 0 | 0 | 0 | 0 | 0 | 0 | 0 | 0 | 0 | [11 empty] | 232.5215
CC0303-2158.1 |  |  | 0 | 0.059055 | 0 | 25 | 0.025 | 0 | 296.0648 | 56.04 | 57 | UNKN | Conduit | 180 | 1 |  | 0 | 107.6391 | 107.6391 | 0.0010764 | Estuary | 1 | FIXED | 90.17 | CC0303-2102 | 0 | 0.57895 | SUBURBS | 0 | 0 | 0 | 1 | Cond | 20 | 32.8084 | 1 | N | 0 |  | ARCHSPRUNG | ROAD | 0.7874 | Full | 0 | Other |  | 0.059055 | 0 | 25 | 0.025 | 0.28 | FIXED | 90.5 | CC0303-2158 | 0 | 0 | 0 | 0 | 0 | 0 | 0 | 0 | 0 | 0 | 0 | [11 empty] | 55.929
CC0303-2787.1 |  |  | 0 | 0.059055 | 0 | 25 | 0.025 | 0 | 466.5128 | 55.92 | 58 | UNKN | Conduit | 180 | 1 |  | 0 | 107.6391 | 107.6391 | 0.0010764 | Estuary | 1 | FIXED | 89.91 | CC0303-2736 | 0 | 1.4483 | SUBURBS | 0 | 0 | 0 | 1 | Cond | 20 | 32.8084 | 1 | N | 0 |  | ARCHSPRUNG | ROAD | 0.7874 | Full | 0 | Other |  | 0.059055 | 0 | 25 | 0.025 | 0.25 | FIXED | 90.75 | CC0303-2787 | 0 | 0 | 0 | 0 | 0 | 0 | 0 | 0 | 0 | 0 | 0 | [11 empty] | 51.3619
CC0900-18721.1 |  |  | 0 | 0.059055 | 0 | 25 | 0.013 | 0 | 13.294 | 24 | 84 | UNKN | Conduit | 24 | 1 |  | 0 | 107.6391 | 107.6391 | 0.0010764 | Estuary | 1 | FIXED | 47.99 | CC0900-18632 | 0 | 0.34524 | SUBURBS | 0 | 0 | 0 | 1 | Cond | 20 | 32.8084 | 1 | N | 0 |  | CIRC | ROAD | 0.7874 | Full | 0 | Other |  | 0.059055 | 0 | 25 | 0.013 | 0.5 | FIXED | 48.28 | CC0900-18721 | 0 | 0 | 0 | 0 | 0 | 0 | 0 | 0 | 0 | 0 | 0 | [11 empty] | 88.5915
CC0900-17359.1 |  |  | 0 | 0.059055 | 0 | 25 | 0.013 | 0 | 106.3213 | 36 | 57.3012 | UNKN | Conduit | 144 | 1 |  | 0 | 107.6391 | 107.6391 | 0.0010764 | Estuary | 1 | FIXED | 41.72 | CC0900-17301 | 0 | 0.052355 | SUBURBS | 0 | 0 | 0 | 1 | Cond | 20 | 32.8084 | 1 | N | 0 |  | RECT | ROAD | 0.7874 | Full | 0 | Other |  | 0.059055 | 0 | 25 | 0.013 | 0.32 | FIXED | 41.75 | CC0900-17359 | 0 | 0 | 0 | 0 | 0 | 0 | 0 | 0 | 0 | 0 | 0 | [11 empty] | 58.5471
CC0900-11566.1 |  |  | 0 | 0.059055 | 0 | 25 | 0.013 | 0 | 497.4969 | 60 | 66 | UNKN | Conduit | 96 | 1 |  | 0 | 107.6391 | 107.6391 | 0.0010764 | Estuary | 1 | FIXED | 22.23 | CC0900-11505 | 0 | 0.16667 | SUBURBS | 0 | 0 | 0 | 1 | Cond | 20 | 32.8084 | 2 | N | 0 |  | RECT | ROAD | 0.7874 | Full | 0 | Other |  | 0.059055 | 0 | 25 | 0.013 | 0.34 | FIXED | 22.34 | CC0900-11566 | 0 | 0 | 0 | 0 | 0 | 0 | 0 | 0 | 0 | 0 | 0 | [11 empty] | 60.65
CC0901-1113.1 |  |  | 0 | 0.059055 | 0 | 25 | 0.013 | 0 | 217.0204 | 84 | 52 | UNKN | Conduit | 84 | 1 |  | 0 | 107.6391 | 107.6391 | 0.0010764 | Estuary | 1 | FIXED | 17.28 | CC0901-1062 | 0 | 0.11538 | SUBURBS | 0 | 0 | 0 | 1 | Cond | 20 | 32.8084 | 1 | N | 0 |  | CIRC | ROAD | 0.7874 | Full | 0 | Other |  | 0.059055 | 0 | 25 | 0.013 | 0.17 | FIXED | 17.34 | CC0901-1113 | 0 | 0 | 0 | 0 | 0 | 0 | 0 | 0 | 0 | 0 | 0 | [11 empty] | 50.3821
CC0300-3338.1 |  |  | 0 | 0.059055 | 0 | 25 | 0.013 | 0 | 413.2298 | 60 | 31 | UNKN | Conduit | 84 | 1 |  | 0 | 107.6391 | 107.6391 | 0.0010764 | Estuary | 1 | FIXED | 42.87 | CC0300-3307 | 0 | 0.16129 | SUBURBS | 0 | 0 | 0 | 1 | Cond | 20 | 32.8084 | 2 | N | 0 |  | RECT | ROAD | 0.7874 | Full | 0 | Other |  | 0.059055 | 0 | 25 | 0.013 | 0.17 | FIXED | 42.92 | CC0300-3338 | 0 | 0 | 0 | 0 | 0 | 0 | 0 | 0 | 0 | 0 | 0 | [11 empty] | 30.6953
CC0300-10707.1 |  |  | 0 | 0.059055 | 0 | 25 | 0.013 | 0 | 562.0139 | 48 | 36 | UNKN | Conduit | 144 | 1 |  | 0 | 107.6391 | 107.6391 | 0.0010764 | Estuary | 1 | FIXED | 68.95 | CC0300-10671 | 0 | 0.61111 | SUBURBS | 0 | 0 | 0 | 1 | Cond | 20 | 32.8084 | 1 | N | 0 |  | RECT | ROAD | 0.7874 | Full | 0 | Other |  | 0.059055 | 0 | 25 | 0.013 | 0.18 | FIXED | 69.17 | CC0300-10707 | 0 | 0 | 0 | 0 | 0 | 0 | 0 | 0 | 0 | 0 | 0 | [11 empty] | 36.5515
CC0300-11634.1 |  |  | 0 | 0.059055 | 0 | 25 | 0.013 | 0 | 280.2361 | 48 | 15 | UNKN | Conduit | 96 | 1 |  | 0 | 107.6391 | 107.6391 | 0.0010764 | Estuary | 1 | FIXED | 73.75 | CC0300-11614 | 0 | 0.4 | SUBURBS | 0 | 0 | 0 | 1 | Cond | 20 | 32.8084 | 1 | N | 0 |  | RECT | ROAD | 0.7874 | Full | 0 | Other |  | 0.059055 | 0 | 25 | 0.013 | 0.2 | FIXED | 73.81 | CC0300-11634 | 0 | 0 | 0 | 0 | 0 | 0 | 0 | 0 | 0 | 0 | 0 | [11 empty] | 20.5001
CC0300-12540.1 |  |  | 0 | 0.059055 | 0 | 25 | 0.013 | 0 | 196.2897 | 48 | 22 | UNKN | Conduit | 84 | 1 |  | 0 | 107.6391 | 107.6391 | 0.0010764 | Estuary | 1 | FIXED | 79.45 | CC0300-12517 | 0 | 0.27273 | SUBURBS | 0 | 0 | 0 | 1 | Cond | 20 | 32.8084 | 1 | N | 0 |  | RECT | ROAD | 0.7874 | Full | 0 | Other |  | 0.059055 | 0 | 25 | 0.013 | 0.19 | FIXED | 79.51 | CC0300-12540 | 0 | 0 | 0 | 0 | 0 | 0 | 0 | 0 | 0 | 0 | 0 | [11 empty] | 22.6906
CC0300-13885.1 |  |  | 0 | 0.059055 | 0 | 25 | 0.013 | 0 | 173.9922 | 48 | 14 | UNKN | Conduit | 84 | 1 |  | 0 | 107.6391 | 107.6391 | 0.0010764 | Estuary | 0 | FIXED | 87.62 | CC0300-13850 | 0 | 0.21429 | SUBURBS | 0 | 0 | 0 | 1 | Cond | 20 | 32.8084 | 1 | N | 0 |  | RECT | ROAD | 0.7874 | Full | 0 | Other |  | 0.059055 | 0 | 25 | 0.013 | 0.5 | FIXED | 87.65 | CC0300-13885 | 0 | 0 | 0 | 0 | 0 | 0 | 0 | 0 | 0 | 0 | 0 | [11 empty] | 35.2712
CC0300-17497.1 |  |  | 0 | 0.059055 | 0 | 25 | 0.025 | 0 | 78.4167 | 38 | 156 | UNKN | Conduit | 72 | 1 |  | 0 | 107.6391 | 107.6391 | 0.0010764 | Estuary | 1 | FIXED | 116.49 | CC0300-17336 | 0 | 0.80128 | SUBURBS | 0 | 0 | 0 | 1 | Cond | 20 | 32.8084 | 1 | N | 0 |  | ARCH | ROAD | 0.7874 | Full | 0 | Other |  | 0.059055 | 0 | 25 | 0.025 | 0.28 | FIXED | 117.74 | CC0300-17497 | 0 | 0 | 0 | 0 | 0 | 0 | 0 | 0 | 0 | 0 | 0 | [11 empty] | 161.4434
CC0900-17445.1 |  |  | 0 | 0.059055 | 0 | 25 | 0.013 | 0 | 114.1826 | 60 | 85.4266 | UNKN | Conduit | 96 | 1 |  | 0 | 107.6391 | 107.6391 | 0.0010764 | Estuary | 0 | FIXED | 41.75 | CC0900-17359 | 0 | 0.035118 | SUBURBS | 0 | 0 | 0 | 1 | Cond | 20 | 32.8084 | 1 | N | 0 |  | RECT | ROAD | 0.7874 | Full | 0 | Other |  | 0.059055 | 0 | 25 | 0.013 | 0.17 | FIXED | 41.78 | CC0900-17445 | 0 | 0 | 0 | 0 | 0 | 0 | 0 | 0 | 0 | 0 | 0 | [11 empty] | 85.4267
CC0900-1377.1 |  |  | 0 | 0.059055 | 0 | 25 | 0.013 | 0 | 520.5817 | 71.04 | 11.3 | UNKN | Conduit | 288 | 1 |  | 0 | 107.6391 | 107.6391 | 0.0010764 | Estuary | 0 | FIXED | 11.28 | CC0900-1366 | 0 | 0.088496 | SUBURBS | 0 | 0 | 0 | 1 | Cond | 20 | 32.8084 | 1 | N | 0 |  | ARCHSPRUNG | ROAD | 0.7874 | Full | 0 | Other |  | 0.059055 | 0 | 25 | 0.013 | 0.39 | FIXED | 11.29 | CC0900-1377 | 0 | 0 | 0 | 0 | 0 | 0 | 0 | 0 | 0 | 0 | 0 | [11 empty] | 11.3161
CC0900-19762.1 |  |  | 0 | 0.059055 | 0 | 25 | 0.013 | 0 | 111.8122 | 54 | 99 | UNKN | Conduit | 54 | 1 |  | 0 | 107.6391 | 107.6391 | 0.0010764 | Estuary | 1 | FIXED | 49.64 | CC0900-18721 | 0 | 0.32323 | SUBURBS | 0 | 0 | 0 | 1 | Cond | 20 | 32.8084 | 1 | N | 0 |  | CIRC | ROAD | 0.7874 | Full | 0 | Other |  | 0.059055 | 0 | 25 | 0.013 | 0.25 | FIXED | 49.96 | CC0900-19762 | 0 | 0 | 0 | 0 | 0 | 0 | 0 | 0 | 0 | 0 | 0 | [11 empty] | 1040.5421
PI781902-23.1 |  |  | 0 | 0.059055 | 0 | 25 | 0.013 | 0 | 3.2556 | 10 | 22.6573 | UNKN | Conduit | 10 | 1 |  | 0 | 107.6391 | 107.6391 | 0.0010764 | Estuary | 0 | FIXED | 45 | PI7818-457 | 0 | 2.2068 | SUBURBS | 0 | 0 | 0 | 1 | Cond | 20 | 32.8084 | 1 | N | 0 |  | CIRC | ROAD | 0.7874 | Full | 0 | Other |  | 0.059055 | 0 | 25 | 0.013 | 0.5 | FIXED | 45.5 | PI781902-23 | 0 | 0 | 0 | 0 | 0 | 0 | 0 | 0 | 0 | 0 | 0 | [11 empty] | 22.6576
PI781801-46.1 |  |  | 0 | 0.059055 | 0 | 25 | 0.013 | 0 | 2.2883 | 10 | 45.8584 | UNKN | Conduit | 10 | 1 |  | 0 | 107.6391 | 107.6391 | 0.0010764 | Estuary | 0 | FIXED | 45 | PI7818-457 | 0 | 1.0903 | SUBURBS | 0 | 0 | 0 | 1 | Cond | 20 | 32.8084 | 1 | N | 0 |  | CIRC | ROAD | 0.7874 | Full | 0 | Other |  | 0.059055 | 0 | 25 | 0.013 | 0.5 | FIXED | 45.5 | PI781801-46 | 0 | 0 | 0 | 0 | 0 | 0 | 0 | 0 | 0 | 0 | 0 | [11 empty] | 45.8577
PI8012-314.1 |  |  | 0 | 0.059055 | 0 | 25 | 0.013 | 0 | 1.3897 | 10 | 313.8654 | UNKN | Conduit | 10 | 1 |  | 0 | 107.6391 | 107.6391 | 0.0010764 | Estuary | 0 | FIXED | 60.7379 | PI8000-6524 | 0 | 0.40213 | SUBURBS | 0 | 0 | 0 | 1 | Cond | 20 | 32.8084 | 1 | N | 0 |  | CIRC | ROAD | 0.7874 | Full | 0 | Other |  | 0.059055 | 0 | 25 | 0.013 | 0.5 | FIXED | 62 | PI8012-314 | 0 | 0 | 0 | 0 | 0 | 0 | 0 | 0 | 0 | 0 | 0 | [11 empty] | 313.8645
PI7704-21.1 |  |  | 0 | 0.059055 | 0 | 25 | 0.013 | 0 | 3.7754 | 10 | 20.8937 | UNKN | Conduit | 10 | 1 |  | 0 | 107.6391 | 107.6391 | 0.0010764 | Estuary | 0 | FIXED | 35.3799 | PI7700-4239 | 0 | 2.9679 | SUBURBS | 0 | 0 | 0 | 1 | Cond | 20 | 32.8084 | 1 | N | 0 |  | CIRC | ROAD | 0.7874 | Full | 0 | Other |  | 0.059055 | 0 | 25 | 0.013 | 0.5 | FIXED | 36 | PI7704-21 | 0 | 0 | 0 | 0 | 0 | 0 | 0 | 0 | 0 | 0 | 0 | [11 empty] | 20.8934
PI7705-30.1 |  |  | 0 | 0.059055 | 0 | 25 | 0.013 | 0 | 3.154 | 10 | 29.9383 | UNKN | Conduit | 10 | 1 |  | 0 | 107.6391 | 107.6391 | 0.0010764 | Estuary | 0 | FIXED | 35.3799 | PI7700-4239 | 0 | 2.0713 | SUBURBS | 0 | 0 | 0 | 1 | Cond | 20 | 32.8084 | 1 | N | 0 |  | CIRC | ROAD | 0.7874 | Full | 0 | Other |  | 0.059055 | 0 | 25 | 0.013 | 0.5 | FIXED | 36 | PI7705-30 | 0 | 0 | 0 | 0 | 0 | 0 | 0 | 0 | 0 | 0 | 0 | [11 empty] | 29.9387
PI7712-20.1 |  |  | 0 | 0.059055 | 0 | 25 | 0.013 | 0 | 1.5822 | 10 | 20.2823 | UNKN | Conduit | 10 | 1 |  | 0 | 107.6391 | 107.6391 | 0.0010764 | Estuary | 0 | FIXED | 41.0651 | PI7700-6860 | 0 | 0.52125 | SUBURBS | 0 | 0 | 0 | 1 | Cond | 20 | 32.8084 | 1 | N | 0 |  | CIRC | ROAD | 0.7874 | Full | 0 | Other |  | 0.059055 | 0 | 25 | 0.013 | 0.25 | FIXED | 41.1709 | PI7712-20 | 0 | 0 | 0 | 0 | 0 | 0 | 0 | 0 | 0 | 0 | 0 | [11 empty] | 20.2825
PI7700-11227.1 |  |  | 0 | 0.059055 | 0 | 25 | 0.013 | 0 | 0.70115 | 10 | 205.1585 | UNKN | Conduit | 10 | 1 |  | 0 | 107.6391 | 107.6391 | 0.0010764 | Estuary | 0 | FIXED | 60.64 | PI7700-11022 | 0 | 0.10236 | SUBURBS | 0 | 0 | 0 | 1 | Cond | 20 | 32.8084 | 1 | N | 0 |  | CIRC | ROAD | 0.7874 | Full | 0 | Other |  | 0.059055 | 0 | 25 | 0.013 | 0.5 | FIXED | 60.85 | PI7700-11227 | 0 | 0 | 0 | 0 | 0 | 0 | 0 | 0 | 0 | 0 | 0 | [11 empty] | 205.1582
PI7807-748.1 |  |  | 0 | 0.059055 | 0 | 25 | 0.013 | 0 | 1.6166 | 10 | 748.124 | UNKN | Conduit | 10 | 1 |  | 0 | 107.6391 | 107.6391 | 0.0010764 | Estuary | 0 | FIXED | 32.8834 | PI7800-5225 | 0 | 0.54416 | SUBURBS | 0 | 0 | 0 | 1 | Cond | 20 | 32.8084 | 1 | N | 0 |  | CIRC | ROAD | 0.7874 | Full | 0 | Other |  | 0.059055 | 0 | 25 | 0.013 | 0.17 | FIXED | 36.9544 | PI7807-748 | 0 | 0 | 0 | 0 | 0 | 0 | 0 | 0 | 0 | 0 | 0 | [11 empty] | 748.1222
PI7807-1258.1 |  |  | 0 | 0.059055 | 0 | 25 | 0.013 | 0 | 1.6166 | 10 | 509.7231 | UNKN | Conduit | 10 | 1 |  | 0 | 107.6391 | 107.6391 | 0.0010764 | Estuary | 0 | FIXED | 36.9544 | PI7807-748 | 0 | 0.54416 | SUBURBS | 0 | 0 | 0 | 1 | Cond | 20 | 32.8084 | 1 | N | 0 |  | CIRC | ROAD | 0.7874 | Full | 0 | Other |  | 0.059055 | 0 | 25 | 0.013 | 0.5 | FIXED | 39.7281 | PI7807-1258 | 0 | 0 | 0 | 0 | 0 | 0 | 0 | 0 | 0 | 0 | 0 | [11 empty] | 509.7228
PI8001-385.1 |  |  | 0 | 0.059055 | 0 | 25 | 0.013 | 0 | 1.6025 | 10 | 370.819 | UNKN | Conduit | 10 | 1 |  | 0 | 107.6391 | 107.6391 | 0.0010764 | Estuary | 0 | FIXED | 40.8747 | PI8000-1386 | 0 | 0.53473 | SUBURBS | 0 | 0 | 0 | 1 | Cond | 20 | 32.8084 | 1 | N | 0 |  | CIRC | ROAD | 0.7874 | Full | 0 | Other |  | 0.059055 | 0 | 25 | 0.013 | 0.83 | FIXED | 42.8576 | PI8001-385 | 0 | 0 | 0 | 0 | 0 | 0 | 0 | 0 | 0 | 0 | 0 | [11 empty] | 384.8815
PI8008-668.1 |  |  | 0 | 0.059055 | 0 | 25 | 0.013 | 0 | 0.69437 | 10 | 178.2349 | UNKN | Conduit | 10 | 1 |  | 0 | 107.6391 | 107.6391 | 0.0010764 | Estuary | 0 | FIXED | 50.18 | PI8008-490 | 0 | 0.10039 | SUBURBS | 0 | 0 | 0 | 1 | Cond | 20 | 32.8084 | 1 | N | 0 |  | CIRC | ROAD | 0.7874 | Full | 0 | Other |  | 0.059055 | 0 | 25 | 0.013 | 0.25 | FIXED | 50.3589 | PI8008-668 | 0 | 0 | 0 | 0 | 0 | 0 | 0 | 0 | 0 | 0 | 0 | [11 empty] | 178.2349
PI8600-1274.1 |  |  | 0 | 0.059055 | 0 | 25 | 0.013 | 0 | 2.4577 | 12 | 353.8536 | UNKN | Conduit | 12 | 1 |  | 0 | 107.6391 | 107.6391 | 0.0010764 | Estuary | 0 | FIXED | 31.79 | PI8600-920 | 0 | 0.47566 | SUBURBS | 0 | 0 | 0 | 1 | Cond | 20 | 32.8084 | 1 | N | 0 |  | CIRC | ROAD | 0.7874 | Full | 0 | Other |  | 0.059055 | 0 | 25 | 0.013 | 0.17 | FIXED | 33.4731 | PI8600-1274 | 0 | 0 | 0 | 0 | 0 | 0 | 0 | 0 | 0 | 0 | 0 | [11 empty] | 353.853
PI810101-457.1 |  |  | 0 | 0.059055 | 0 | 25 | 0.013 | 0 | 1.5449 | 10 | 75.9552 | UNKN | Conduit | 10 | 1 |  | 0 | 107.6391 | 107.6391 | 0.0010764 | Estuary | 0 | FIXED | 49.6226 | PI810101-381 | 0 | 0.49693 | SUBURBS | 0 | 0 | 0 | 1 | Cond | 20 | 32.8084 | 1 | N | 0 |  | CIRC | ROAD | 0.7874 | Full | 0 | Other |  | 0.059055 | 0 | 25 | 0.013 | 0.5 | FIXED | 50 | PI810101-457 | 0 | 0 | 0 | 0 | 0 | 0 | 0 | 0 | 0 | 0 | 0 | [11 empty] | 75.9548
PI810101-192.1 |  |  | 0 | 0.059055 | 0 | 25 | 0.013 | 0 | 1.5449 | 10 | 192.3548 | UNKN | Conduit | 10 | 1 |  | 0 | 107.6391 | 107.6391 | 0.0010764 | Estuary | 0 | FIXED | 47.7285 | PI8101-549 | 0 | 0.49693 | SUBURBS | 0 | 0 | 0 | 1 | Cond | 20 | 32.8084 | 1 | N | 0 |  | CIRC | ROAD | 0.7874 | Full | 0 | Other |  | 0.059055 | 0 | 25 | 0.013 | 0.17 | FIXED | 48.6843 | PI810101-192 | 0 | 0 | 0 | 0 | 0 | 0 | 0 | 0 | 0 | 0 | 0 | [11 empty] | 192.3537
PI810101-381.1 |  |  | 0 | 0.059055 | 0 | 25 | 0.013 | 0 | 1.5449 | 10 | 188.809 | UNKN | Conduit | 10 | 1 |  | 0 | 107.6391 | 107.6391 | 0.0010764 | Estuary | 0 | FIXED | 48.6843 | PI810101-192 | 0 | 0.49693 | SUBURBS | 0 | 0 | 0 | 1 | Cond | 20 | 32.8084 | 1 | N | 0 |  | CIRC | ROAD | 0.7874 | Full | 0 | Other |  | 0.059055 | 0 | 25 | 0.013 | 0.17 | FIXED | 49.6226 | PI810101-381 | 0 | 0 | 0 | 0 | 0 | 0 | 0 | 0 | 0 | 0 | 0 | [11 empty] | 188.8095
PI7819-2049.1 |  |  | 0 | 0.059055 | 0 | 25 | 0.013 | 0 | 1.4436 | 10 | 48.9993 | UNKN | Conduit | 10 | 1 |  | 0 | 107.6391 | 107.6391 | 0.0010764 | Estuary | 0 | FIXED | 54.0474 | PI7819-2000 | 0 | 0.43393 | SUBURBS | 0 | 0 | 0 | 1 | Cond | 20 | 32.8084 | 1 | N | 0 |  | CIRC | ROAD | 0.7874 | Full | 0 | Other |  | 0.059055 | 0 | 25 | 0.013 | 0.17 | FIXED | 54.26 | PI7819-2049 | 0 | 0 | 0 | 0 | 0 | 0 | 0 | 0 | 0 | 0 | 0 | [11 empty] | 48.999
PI7819-2220.1 |  |  | 0 | 0.059055 | 0 | 25 | 0.013 | 0 | 1.4436 | 10 | 170.5351 | UNKN | Conduit | 10 | 1 |  | 0 | 107.6391 | 107.6391 | 0.0010764 | Estuary | 0 | FIXED | 54.26 | PI7819-2049 | 0 | 0.43393 | SUBURBS | 0 | 0 | 0 | 1 | Cond | 20 | 32.8084 | 1 | N | 0 |  | CIRC | ROAD | 0.7874 | Full | 0 | Other |  | 0.059055 | 0 | 25 | 0.013 | 0.5 | FIXED | 55 | PI7819-2220 | 0 | 0 | 0 | 0 | 0 | 0 | 0 | 0 | 0 | 0 | 0 | [11 empty] | 170.535
PI7819-2000.1 |  |  | 0 | 0.059055 | 0 | 25 | 0.013 | 0 | 1.4436 | 10 | 354.1844 | UNKN | Conduit | 10 | 1 |  | 0 | 107.6391 | 107.6391 | 0.0010764 | Estuary | 0 | FIXED | 52.5105 | PI7819-1646 | 0 | 0.43393 | SUBURBS | 0 | 0 | 0 | 1 | Cond | 20 | 32.8084 | 1 | N | 0 |  | CIRC | ROAD | 0.7874 | Full | 0 | Other |  | 0.059055 | 0 | 25 | 0.013 | 0.17 | FIXED | 54.0474 | PI7819-2000 | 0 | 0 | 0 | 0 | 0 | 0 | 0 | 0 | 0 | 0 | 0 | [11 empty] | 354.1841
PI7819-1621.1 |  |  | 0 | 0.059055 | 0 | 25 | 0.013 | 0 | 1.4436 | 10 | 425.8703 | UNKN | Conduit | 10 | 1 |  | 0 | 107.6391 | 107.6391 | 0.0010764 | Estuary | 0 | FIXED | 50.5543 | PI7819-1195 | 0 | 0.43393 | SUBURBS | 0 | 0 | 0 | 1 | Cond | 20 | 32.8084 | 1 | N | 0 |  | CIRC | ROAD | 0.7874 | Full | 0 | Other |  | 0.059055 | 0 | 25 | 0.013 | 0.17 | FIXED | 52.4022 | PI7819-1621 | 0 | 0 | 0 | 0 | 0 | 0 | 0 | 0 | 0 | 0 | 0 | [11 empty] | 425.8701
PI7819-1195.1 |  |  | 0 | 0.059055 | 0 | 25 | 0.013 | 0 | 1.4436 | 10 | 387.1115 | UNKN | Conduit | 10 | 1 |  | 0 | 107.6391 | 107.6391 | 0.0010764 | Estuary | 0 | FIXED | 48.8745 | PI7819-808 | 0 | 0.43393 | SUBURBS | 0 | 0 | 0 | 1 | Cond | 20 | 32.8084 | 1 | N | 0 |  | CIRC | ROAD | 0.7874 | Full | 0 | Other |  | 0.059055 | 0 | 25 | 0.013 | 0.5 | FIXED | 50.5543 | PI7819-1195 | 0 | 0 | 0 | 0 | 0 | 0 | 0 | 0 | 0 | 0 | 0 | [11 empty] | 387.1101
PI7711-415.1 |  |  | 0 | 0.059055 | 0 | 25 | 0.013 | 0 | 1.5822 | 10 | 414.8574 | UNKN | Conduit | 10 | 1 |  | 0 | 107.6391 | 107.6391 | 0.0010764 | Estuary | 0 | FIXED | 41.0651 | PI7700-6860 | 0 | 0.52125 | SUBURBS | 0 | 0 | 0 | 1 | Cond | 20 | 32.8084 | 1 | N | 0 |  | CIRC | ROAD | 0.7874 | Full | 0 | Other |  | 0.059055 | 0 | 25 | 0.013 | 0.83 | FIXED | 43.2276 | PI7711-415 | 0 | 0 | 0 | 0 | 0 | 0 | 0 | 0 | 0 | 0 | 0 | [11 empty] | 414.8567
PI150101-2541.1 |  |  | 0 | 0.059055 | 0 | 25 | 0.013 | 0 | 0.36977 | 10 | 325.0332 | UNKN | Conduit | 10 | 1 |  | 0 | 107.6391 | 107.6391 | 0.0010764 | Estuary | 0 | FIXED | 38.9075 | PI150101-2216 | 0 | 0.028469 | SUBURBS | 0 | 0 | 0 | 1 | Cond | 20 | 32.8084 | 1 | N | 0 |  | CIRC | ROAD | 0.7874 | Full | 0 | Other |  | 0.059055 | 0 | 25 | 0.013 | 0.83 | FIXED | 39 | PI150101-2541 | 0 | 0 | 0 | 0 | 0 | 0 | 0 | 0 | 0 | 0 | 0 | [11 empty] | 325.0325
PI8600-1611.1 |  |  | 0 | 0.059055 | 0 | 25 | 0.013 | 0 | 2.4577 | 12 | 11.0091 | UNKN | Conduit | 12 | 1 |  | 0 | 107.6391 | 107.6391 | 0.0010764 | Estuary | 0 | FIXED | 35.0217 | PI8600-1600 | 0 | 0.47566 | SUBURBS | 0 | 0 | 0 | 1 | Cond | 20 | 32.8084 | 1 | N | 0 |  | CIRC | ROAD | 0.7874 | Full | 0 | Other |  | 0.059055 | 0 | 25 | 0.013 | 0.17 | FIXED | 35.0741 | PI8600-1611 | 0 | 0 | 0 | 0 | 0 | 0 | 0 | 0 | 0 | 0 | 0 | [11 empty] | 11.0092
PI8600-2143.1 |  |  | 0 | 0.059055 | 0 | 25 | 0.013 | 0 | 2.4577 | 12 | 531.6236 | UNKN | Conduit | 12 | 1 |  | 0 | 107.6391 | 107.6391 | 0.0010764 | Estuary | 0 | FIXED | 35.0741 | PI8600-1611 | 0 | 0.47566 | SUBURBS | 0 | 0 | 0 | 1 | Cond | 20 | 32.8084 | 1 | N | 0 |  | CIRC | ROAD | 0.7874 | Full | 0 | Other |  | 0.059055 | 0 | 25 | 0.013 | 0.25 | FIXED | 37.6028 | PI8600-2143 | 0 | 0 | 0 | 0 | 0 | 0 | 0 | 0 | 0 | 0 | 0 | [11 empty] | 531.6223
PI8600-1600.1 |  |  | 0 | 0.059055 | 0 | 25 | 0.013 | 0 | 2.4577 | 12 | 325.5671 | UNKN | Conduit | 12 | 1 |  | 0 | 107.6391 | 107.6391 | 0.0010764 | Estuary | 0 | FIXED | 33.4731 | PI8600-1274 | 0 | 0.47566 | SUBURBS | 0 | 0 | 0 | 1 | Cond | 20 | 32.8084 | 1 | N | 0 |  | CIRC | ROAD | 0.7874 | Full | 0 | Other |  | 0.059055 | 0 | 25 | 0.013 | 0.17 | FIXED | 35.0217 | PI8600-1600 | 0 | 0 | 0 | 0 | 0 | 0 | 0 | 0 | 0 | 0 | 0 | [11 empty] | 325.5661
PI7819-1646.1 |  |  | 0 | 0.059055 | 0 | 25 | 0.013 | 0 | 1.4436 | 10 | 24.9468 | UNKN | Conduit | 10 | 1 |  | 0 | 107.6391 | 107.6391 | 0.0010764 | Estuary | 0 | FIXED | 52.4022 | PI7819-1621 | 0 | 0.43393 | SUBURBS | 0 | 0 | 0 | 1 | Cond | 20 | 32.8084 | 1 | N | 0 |  | CIRC | ROAD | 0.7874 | Full | 0 | Other |  | 0.059055 | 0 | 25 | 0.013 | 0.5 | FIXED | 52.5105 | PI7819-1646 | 0 | 0 | 0 | 0 | 0 | 0 | 0 | 0 | 0 | 0 | 0 | [11 empty] | 24.946
PI5806-82.1 |  |  | 0 | 0.059055 | 0 | 25 | 0.013 | 0 | 0.68371 | 10 | 82.1942 | UNKN | Conduit | 10 | 1 |  | 0 | 107.6391 | 107.6391 | 0.0010764 | Estuary | 0 | FIXED | 44.87 | PI5800-1846 | 0 | 0.09733 | SUBURBS | 0 | 0 | 0 | 1 | Cond | 20 | 32.8084 | 1 | N | 0 |  | CIRC | ROAD | 0.7874 | Full | 0 | Other |  | 0.059055 | 0 | 25 | 0.013 | 0.5 | FIXED | 44.95 | PI5806-82 | 0 | 0 | 0 | 0 | 0 | 0 | 0 | 0 | 0 | 0 | 0 | [11 empty] | 82.1934
PI8102-288.1 |  |  | 0 | 0.059055 | 0 | 25 | 0.013 | 0 | 1.2951 | 10 | 287.9302 | UNKN | Conduit | 10 | 1 |  | 0 | 107.6391 | 107.6391 | 0.0010764 | Estuary | 0 | FIXED | 50.9551 | PI8100-1678 | 0 | 0.34922 | SUBURBS | 0 | 0 | 0 | 1 | Cond | 20 | 32.8084 | 1 | N | 0 |  | CIRC | ROAD | 0.7874 | Full | 0 | Other |  | 0.059055 | 0 | 25 | 0.013 | 0.49 | FIXED | 51.9607 | PI8102-288 | 0 | 0 | 0 | 0 | 0 | 0 | 0 | 0 | 0 | 0 | 0 | [11 empty] | 287.9303
PI8100-1816.1 |  |  | 0 | 0.059055 | 0 | 25 | 0.013 | 0 | 1.5844 | 10 | 137.1522 | UNKN | Conduit | 10 | 1 |  | 0 | 107.6391 | 107.6391 | 0.0010764 | Estuary | 0 | FIXED | 50.9551 | PI8100-1678 | 0 | 0.52268 | SUBURBS | 0 | 0 | 0 | 1 | Cond | 20 | 32.8084 | 1 | N | 0 |  | CIRC | ROAD | 0.7874 | Full | 0 | Other |  | 0.059055 | 0 | 25 | 0.013 | 0.17 | FIXED | 51.672 | PI8100-1816 | 0 | 0 | 0 | 0 | 0 | 0 | 0 | 0 | 0 | 0 | 0 | [11 empty] | 137.1512
PI8100-1945.1 |  |  | 0 | 0.059055 | 0 | 25 | 0.013 | 0 | 1.5844 | 10 | 129.0986 | UNKN | Conduit | 10 | 1 |  | 0 | 107.6391 | 107.6391 | 0.0010764 | Estuary | 0 | FIXED | 51.672 | PI8100-1816 | 0 | 0.52268 | SUBURBS | 0 | 0 | 0 | 1 | Cond | 20 | 32.8084 | 1 | N | 0 |  | CIRC | ROAD | 0.7874 | Full | 0 | Other |  | 0.059055 | 0 | 25 | 0.013 | 0.66 | FIXED | 52.3468 | PI8100-1945 | 0 | 0 | 0 | 0 | 0 | 0 | 0 | 0 | 0 | 0 | 0 | [11 empty] | 129.0991
PI8100-1678.1 |  |  | 0 | 0.059055 | 0 | 25 | 0.013 | 0 | 1.5844 | 10 | 437.9472 | UNKN | Conduit | 10 | 1 |  | 0 | 107.6391 | 107.6391 | 0.0010764 | Estuary | 0 | FIXED | 48.6661 | PI8100-1240 | 0 | 0.52268 | SUBURBS | 0 | 0 | 0 | 1 | Cond | 20 | 32.8084 | 1 | N | 0 |  | CIRC | ROAD | 0.7874 | Full | 0 | Other |  | 0.059055 | 0 | 25 | 0.013 | 0.17 | FIXED | 50.9551 | PI8100-1678 | 0 | 0 | 0 | 0 | 0 | 0 | 0 | 0 | 0 | 0 | 0 | [11 empty] | 437.9469
PI8008-341.1 |  |  | 0 | 0.059055 | 0 | 25 | 0.013 | 0 | 0.69225 | 10 | 340.7583 | UNKN | Conduit | 10 | 1 |  | 0 | 107.6391 | 107.6391 | 0.0010764 | Estuary | 0 | FIXED | 49.69 | PI8000-3602 | 0 | 0.099777 | SUBURBS | 0 | 0 | 0 | 1 | Cond | 20 | 32.8084 | 1 | N | 0 |  | CIRC | ROAD | 0.7874 | Full | 0 | Other |  | 0.059055 | 0 | 25 | 0.013 | 0.17 | FIXED | 50.03 | PI8008-341 | 0 | 0 | 0 | 0 | 0 | 0 | 0 | 0 | 0 | 0 | 0 | [11 empty] | 340.7576
PI3700-3154.1 |  |  | 0 | 0.059055 | 0 | 25 | 0.013 | 0 | 1.9214 | 12 | 200.0136 | UNKN | Conduit | 12 | 1 |  | 0 | 107.6391 | 107.6391 | 0.0010764 | Estuary | 0 | FIXED | 64.7457 | PI3700-2954 | 0 | 0.29073 | SUBURBS | 0 | 0 | 0 | 1 | Cond | 20 | 32.8084 | 1 | N | 0 |  | CIRC | ROAD | 0.7874 | Full | 0 | Other |  | 0.059055 | 0 | 25 | 0.013 | 0.3 | FIXED | 65.3272 | PI3700-3154 | 0 | 0 | 0 | 0 | 0 | 0 | 0 | 0 | 0 | 0 | 0 | [11 empty] | 200.0135
PI3700-3989.1 |  |  | 0 | 0.059055 | 0 | 25 | 0.013 | 0 | 1.9214 | 12 | 257.3339 | UNKN | Conduit | 12 | 1 |  | 0 | 107.6391 | 107.6391 | 0.0010764 | Estuary | 0 | FIXED | 67.0085 | PI3700-3732 | 0 | 0.29073 | SUBURBS | 0 | 0 | 0 | 1 | Cond | 20 | 32.8084 | 1 | N | 0 |  | CIRC | ROAD | 0.7874 | Full | 0 | Other |  | 0.059055 | 0 | 25 | 0.013 | 0.17 | FIXED | 67.7566 | PI3700-3989 | 0 | 0 | 0 | 0 | 0 | 0 | 0 | 0 | 0 | 0 | 0 | [11 empty] | 257.334
PI3700-4241.1 |  |  | 0 | 0.059055 | 0 | 25 | 0.013 | 0 | 1.9214 | 12 | 251.5809 | UNKN | Conduit | 12 | 1 |  | 0 | 107.6391 | 107.6391 | 0.0010764 | Estuary | 0 | FIXED | 67.7566 | PI3700-3989 | 0 | 0.29073 | SUBURBS | 0 | 0 | 0 | 1 | Cond | 20 | 32.8084 | 1 | N | 0 |  | CIRC | ROAD | 0.7874 | Full | 0 | Other |  | 0.059055 | 0 | 25 | 0.013 | 0.17 | FIXED | 68.488 | PI3700-4241 | 0 | 0 | 0 | 0 | 0 | 0 | 0 | 0 | 0 | 0 | 0 | [11 empty] | 251.5798
PI3700-3732.1 |  |  | 0 | 0.059055 | 0 | 25 | 0.013 | 0 | 1.9214 | 12 | 270.3253 | UNKN | Conduit | 12 | 1 |  | 0 | 107.6391 | 107.6391 | 0.0010764 | Estuary | 0 | FIXED | 66.2226 | PI3700-3462 | 0 | 0.29073 | SUBURBS | 0 | 0 | 0 | 1 | Cond | 20 | 32.8084 | 1 | N | 0 |  | CIRC | ROAD | 0.7874 | Full | 0 | Other |  | 0.059055 | 0 | 25 | 0.013 | 0.17 | FIXED | 67.0085 | PI3700-3732 | 0 | 0 | 0 | 0 | 0 | 0 | 0 | 0 | 0 | 0 | 0 | [11 empty] | 270.3246
PI3700-3462.1 |  |  | 0 | 0.059055 | 0 | 25 | 0.013 | 0 | 1.9214 | 12 | 307.9661 | UNKN | Conduit | 12 | 1 |  | 0 | 107.6391 | 107.6391 | 0.0010764 | Estuary | 0 | FIXED | 65.3272 | PI3700-3154 | 0 | 0.29073 | SUBURBS | 0 | 0 | 0 | 1 | Cond | 20 | 32.8084 | 1 | N | 0 |  | CIRC | ROAD | 0.7874 | Full | 0 | Other |  | 0.059055 | 0 | 25 | 0.013 | 0.17 | FIXED | 66.2226 | PI3700-3462 | 0 | 0 | 0 | 0 | 0 | 0 | 0 | 0 | 0 | 0 | 0 | [11 empty] | 307.9652
PI4202-30.1 |  |  | 0 | 0.059055 | 0 | 25 | 0.013 | 0 | 12.1946 | 12 | 29.9737 | UNKN | Conduit | 12 | 1 |  | 0 | 107.6391 | 107.6391 | 0.0010764 | Estuary | 0 | FIXED | 74.85 | PI4200-2786 | 0 | 11.7103 | SUBURBS | 0 | 0 | 0 | 1 | Cond | 20 | 32.8084 | 1 | N | 0 |  | CIRC | ROAD | 0.7874 | Full | 0 | Other |  | 0.059055 | 0 | 25 | 0.013 | 0.5 | FIXED | 78.36 | PI4202-30 | 0 | 0 | 0 | 0 | 0 | 0 | 0 | 0 | 0 | 0 | 0 | [11 empty] | 29.9736
PI2900-106.1 |  |  | 0 | 0.059055 | 0 | 25 | 0.013 | 0 | 1.7977 | 12 | 106.0905 | UNKN | Conduit | 12 | 1 |  | 0 | 107.6391 | 107.6391 | 0.0010764 | Estuary | 0 | FIXED | 42.92 | CC0300-3338 | 0 | 0.2545 | SUBURBS | 0 | 0 | 0 | 1 | Cond | 20 | 32.8084 | 1 | N | 0 |  | CIRC | ROAD | 0.7874 | Full | 0 | Other |  | 0.059055 | 0 | 25 | 0.013 | 0.5 | FIXED | 43.19 | PI2900-106 | 0 | 0 | 0 | 0 | 0 | 0 | 0 | 0 | 0 | 0 | 0 | [11 empty] | 106.1026
PI1900-52.1 |  |  | 0 | 0.059055 | 0 | 25 | 0.013 | 0 | 9.4404 | 12 | 35.6228 | UNKN | Conduit | 12 | 1 |  | 0 | 107.6391 | 107.6391 | 0.0010764 | Estuary | 1 | FIXED | 19.02 | CC0200-522 | 0 | 7.018 | SUBURBS | 0 | 0 | 0 | 1 | Cond | 20 | 32.8084 | 1 | N | 0 |  | CIRC | ROAD | 0.7874 | Full | 0 | Other |  | 0.059055 | 0 | 25 | 0.013 | 0.17 | FIXED | 21.52 | PI1900-52 | 0 | 0 | 0 | 0 | 0 | 0 | 0 | 0 | 0 | 0 | 0 | [11 empty] | 51.8368
PI1900-100.1 |  |  | 0 | 0.059055 | 0 | 25 | 0.013 | 0 | 2.6603 | 12 | 48.4475 | UNKN | Conduit | 12 | 1 |  | 0 | 107.6391 | 107.6391 | 0.0010764 | Estuary | 0 | FIXED | 21.52 | PI1900-52 | 0 | 0.5573 | SUBURBS | 0 | 0 | 0 | 1 | Cond | 20 | 32.8084 | 1 | N | 0 |  | CIRC | ROAD | 0.7874 | Full | 0 | Other |  | 0.059055 | 0 | 25 | 0.013 | 0.5 | FIXED | 21.79 | PI1900-100 | 0 | 0 | 0 | 0 | 0 | 0 | 0 | 0 | 0 | 0 | 0 | [11 empty] | 48.4481
PI7901-1132.1 |  |  | 0 | 0.059055 | 0 | 25 | 0.013 | 0 | 4.9227 | 12 | 59.5783 | UNKN | Conduit | 12 | 1 |  | 0 | 107.6391 | 107.6391 | 0.0010764 | Estuary | 0 | FIXED | 47.8631 | PI7901-1072 | 0 | 1.9083 | SUBURBS | 0 | 0 | 0 | 1 | Cond | 20 | 32.8084 | 1 | N | 0 |  | CIRC | ROAD | 0.7874 | Full | 0 | Other |  | 0.059055 | 0 | 25 | 0.013 | 0.5 | FIXED | 49 | PI7901-1132 | 0 | 0 | 0 | 0 | 0 | 0 | 0 | 0 | 0 | 0 | 0 | [11 empty] | 59.5781
PI8604-33.1 |  |  | 0 | 0.059055 | 0 | 25 | 0.013 | 0 | 2.4577 | 12 | 32.8707 | UNKN | Conduit | 12 | 1 |  | 0 | 107.6391 | 107.6391 | 0.0010764 | Estuary | 0 | FIXED | 33.8436 | PI8600-1274 | 0 | 0.47566 | SUBURBS | 0 | 0 | 0 | 1 | Cond | 20 | 32.8084 | 1 | N | 0 |  | CIRC | ROAD | 0.7874 | Full | 0 | Other |  | 0.059055 | 0 | 25 | 0.013 | 0.5 | FIXED | 34 | PI8604-33 | 0 | 0 | 0 | 0 | 0 | 0 | 0 | 0 | 0 | 0 | 0 | [11 empty] | 32.8709
PI860101-57.1 |  |  | 0 | 0.059055 | 0 | 25 | 0.013 | 0 | 2.0491 | 12 | 56.6953 | UNKN | Conduit | 12 | 1 |  | 0 | 107.6391 | 107.6391 | 0.0010764 | Estuary | 0 | FIXED | 32.8125 | PI8601-312 | 0 | 0.33063 | SUBURBS | 0 | 0 | 0 | 1 | Cond | 20 | 32.8084 | 1 | N | 0 |  | CIRC | ROAD | 0.7874 | Full | 0 | Other |  | 0.059055 | 0 | 25 | 0.013 | 0.5 | FIXED | 33 | PI860101-57 | 0 | 0 | 0 | 0 | 0 | 0 | 0 | 0 | 0 | 0 | 0 | [11 empty] | 56.695
PI860102-52.1 |  |  | 0 | 0.059055 | 0 | 25 | 0.013 | 0 | 2.0491 | 12 | 52.1452 | UNKN | Conduit | 12 | 1 |  | 0 | 107.6391 | 107.6391 | 0.0010764 | Estuary | 0 | FIXED | 31.8276 | PI8601-312 | 0 | 0.33063 | SUBURBS | 0 | 0 | 0 | 1 | Cond | 20 | 32.8084 | 1 | N | 0 |  | CIRC | ROAD | 0.7874 | Full | 0 | Other |  | 0.059055 | 0 | 25 | 0.013 | 0.43 | FIXED | 32 | PI860102-52 | 0 | 0 | 0 | 0 | 0 | 0 | 0 | 0 | 0 | 0 | 0 | [11 empty] | 52.1447
PI8602-36.1 |  |  | 0 | 0.059055 | 0 | 25 | 0.013 | 0 | 1.7785 | 12 | 36.1333 | UNKN | Conduit | 12 | 1 |  | 0 | 107.6391 | 107.6391 | 0.0010764 | Estuary | 0 | FIXED | 30.64 | PI8600-460 | 0 | 0.24908 | SUBURBS | 0 | 0 | 0 | 1 | Cond | 20 | 32.8084 | 1 | N | 0 |  | CIRC | ROAD | 0.7874 | Full | 0 | Other |  | 0.059055 | 0 | 25 | 0.013 | 0.5 | FIXED | 30.73 | PI8602-36 | 0 | 0 | 0 | 0 | 0 | 0 | 0 | 0 | 0 | 0 | 0 | [11 empty] | 36.1326
PI0810-62.1 |  |  | 0 | 0.059055 | 0 | 25 | 0.013 | 0 | 1.7594 | 12 | 61.538 | UNKN | Conduit | 12 | 1 |  | 0 | 107.6391 | 107.6391 | 0.0010764 | Estuary | 0 | FIXED | 29.05 | PI0800-13663 | 0 | 0.24375 | SUBURBS | 0 | 0 | 0 | 1 | Cond | 20 | 32.8084 | 1 | N | 0 |  | CIRC | ROAD | 0.7874 | Full | 0 | Other |  | 0.059055 | 0 | 25 | 0.013 | 0.5 | FIXED | 29.2 | PI0810-62 | 0 | 0 | 0 | 0 | 0 | 0 | 0 | 0 | 0 | 0 | 0 | [11 empty] | 61.5381
PI8603-38.1 |  |  | 0 | 0.059055 | 0 | 25 | 0.013 | 0 | 1.7817 | 12 | 38.3076 | UNKN | Conduit | 12 | 1 |  | 0 | 107.6391 | 107.6391 | 0.0010764 | Estuary | 0 | FIXED | 31.9042 | PI8600-920 | 0 | 0.24998 | SUBURBS | 0 | 0 | 0 | 1 | Cond | 20 | 32.8084 | 1 | N | 0 |  | CIRC | ROAD | 0.7874 | Full | 0 | Other |  | 0.059055 | 0 | 25 | 0.013 | 0.5 | FIXED | 32 | PI8603-38 | 0 | 0 | 0 | 0 | 0 | 0 | 0 | 0 | 0 | 0 | 0 | [11 empty] | 38.3077
PI8700-2153.1 |  |  | 0 | 0.059055 | 0 | 25 | 0.013 | 0 | 0.45135 | 6 | 54.0471 | UNKN | Conduit | 6 | 1 |  | 0 | 107.6391 | 107.6391 | 0.0010764 | Estuary | 0 | FIXED | 29.6505 | PI8700-2099 | 0 | 0.64663 | SUBURBS | 0 | 0 | 0 | 1 | Cond | 20 | 32.8084 | 1 | N | 0 |  | CIRC | ROAD | 0.7874 | Full | 0 | Other |  | 0.059055 | 0 | 25 | 0.013 | 0.5 | FIXED | 30 | PI8700-2153 | 0 | 0 | 0 | 0 | 0 | 0 | 0 | 0 | 0 | 0 | 0 | [11 empty] | 54.047
PI8706-60.1 |  |  | 0 | 0.059055 | 0 | 25 | 0.013 | 0 | 0.76523 | 6 | 60.1362 | UNKN | Conduit | 6 | 1 |  | 0 | 107.6391 | 107.6391 | 0.0010764 | Estuary | 0 | FIXED | 28.0879 | PI8700-1858 | 0 | 1.8587 | SUBURBS | 0 | 0 | 0 | 1 | Cond | 20 | 32.8084 | 1 | N | 0 |  | CIRC | ROAD | 0.7874 | Full | 0 | Other |  | 0.059055 | 0 | 25 | 0.013 | 0.72 | FIXED | 29.2056 | PI8706-60 | 0 | 0 | 0 | 0 | 0 | 0 | 0 | 0 | 0 | 0 | 0 | [11 empty] | 60.136
PI8706-103.1 |  |  | 0 | 0.059055 | 0 | 25 | 0.013 | 0 | 0.76523 | 6 | 42.7369 | UNKN | Conduit | 6 | 1 |  | 0 | 107.6391 | 107.6391 | 0.0010764 | Estuary | 0 | FIXED | 29.2056 | PI8706-60 | 0 | 1.8587 | SUBURBS | 0 | 0 | 0 | 1 | Cond | 20 | 32.8084 | 1 | N | 0 |  | CIRC | ROAD | 0.7874 | Full | 0 | Other |  | 0.059055 | 0 | 25 | 0.013 | 0.5 | FIXED | 30 | PI8706-103 | 0 | 0 | 0 | 0 | 0 | 0 | 0 | 0 | 0 | 0 | 0 | [11 empty] | 42.7371
PI8705-61.1 |  |  | 0 | 0.059055 | 0 | 25 | 0.013 | 0 | 0.67062 | 6 | 60.8301 | UNKN | Conduit | 6 | 1 |  | 0 | 107.6391 | 107.6391 | 0.0010764 | Estuary | 0 | FIXED | 26.51 | PI8700-1614 | 0 | 1.4275 | SUBURBS | 0 | 0 | 0 | 1 | Cond | 20 | 32.8084 | 1 | N | 0 |  | CIRC | ROAD | 0.7874 | Full | 0 | Other |  | 0.059055 | 0 | 25 | 0.013 | 0.73 | FIXED | 27.3784 | PI8705-61 | 0 | 0 | 0 | 0 | 0 | 0 | 0 | 0 | 0 | 0 | 0 | [11 empty] | 60.8302
PI8705-104.1 |  |  | 0 | 0.059055 | 0 | 25 | 0.013 | 0 | 0.67062 | 6 | 43.5465 | UNKN | Conduit | 6 | 1 |  | 0 | 107.6391 | 107.6391 | 0.0010764 | Estuary | 0 | FIXED | 27.3784 | PI8705-61 | 0 | 1.4275 | SUBURBS | 0 | 0 | 0 | 1 | Cond | 20 | 32.8084 | 1 | N | 0 |  | CIRC | ROAD | 0.7874 | Full | 0 | Other |  | 0.059055 | 0 | 25 | 0.013 | 0.5 | FIXED | 28 | PI8705-104 | 0 | 0 | 0 | 0 | 0 | 0 | 0 | 0 | 0 | 0 | 0 | [11 empty] | 43.5466
PI8704-61.1 |  |  | 0 | 0.059055 | 0 | 25 | 0.013 | 0 | 0.27942 | 6 | 60.5251 | UNKN | Conduit | 6 | 1 |  | 0 | 107.6391 | 107.6391 | 0.0010764 | Estuary | 0 | FIXED | 25.69 | PI8700-1367 | 0 | 0.24783 | SUBURBS | 0 | 0 | 0 | 1 | Cond | 20 | 32.8084 | 1 | N | 0 |  | CIRC | ROAD | 0.7874 | Full | 0 | Other |  | 0.059055 | 0 | 25 | 0.013 | 0.71 | FIXED | 25.84 | PI8704-61 | 0 | 0 | 0 | 0 | 0 | 0 | 0 | 0 | 0 | 0 | 0 | [11 empty] | 60.5252
PI8704-104.1 |  |  | 0 | 0.059055 | 0 | 25 | 0.013 | 0 | 0.27942 | 6 | 43.6699 | UNKN | Conduit | 6 | 1 |  | 0 | 107.6391 | 107.6391 | 0.0010764 | Estuary | 0 | FIXED | 25.8918 | PI8704-61 | 0 | 0.24783 | SUBURBS | 0 | 0 | 0 | 1 | Cond | 20 | 32.8084 | 1 | N | 0 |  | CIRC | ROAD | 0.7874 | Full | 0 | Other |  | 0.059055 | 0 | 25 | 0.013 | 0.5 | FIXED | 26 | PI8704-104 | 0 | 0 | 0 | 0 | 0 | 0 | 0 | 0 | 0 | 0 | 0 | [11 empty] | 43.67
PI8411-46.1 |  |  | 0 | 0.059055 | 0 | 25 | 0.013 | 0 | 1.7476 | 12 | 45.7391 | UNKN | Conduit | 12 | 1 |  | 0 | 107.6391 | 107.6391 | 0.0010764 | Estuary | 0 | FIXED | 30.57 | PI8400-3199 | 0 | 0.24049 | SUBURBS | 0 | 0 | 0 | 1 | Cond | 20 | 32.8084 | 1 | N | 0 |  | CIRC | ROAD | 0.7874 | Full | 0 | Other |  | 0.059055 | 0 | 25 | 0.013 | 0.5 | FIXED | 30.68 | PI8411-46 | 0 | 0 | 0 | 0 | 0 | 0 | 0 | 0 | 0 | 0 | 0 | [11 empty] | 45.7389
PI8410-278.1 |  |  | 0 | 0.059055 | 0 | 25 | 0.013 | 0 | 1.7886 | 12 | 59.5412 | UNKN | Conduit | 12 | 1 |  | 0 | 107.6391 | 107.6391 | 0.0010764 | Estuary | 0 | FIXED | 30.98 | PI8410-218 | 0 | 0.25193 | SUBURBS | 0 | 0 | 0 | 1 | Cond | 20 | 32.8084 | 1 | N | 0 |  | CIRC | ROAD | 0.7874 | Full | 0 | Other |  | 0.059055 | 0 | 25 | 0.013 | 0.5 | FIXED | 31.13 | PI8410-278 | 0 | 0 | 0 | 0 | 0 | 0 | 0 | 0 | 0 | 0 | 0 | [11 empty] | 59.541
PI8409-46.1 |  |  | 0 | 0.059055 | 0 | 25 | 0.013 | 0 | 1.8123 | 12 | 46.3968 | UNKN | Conduit | 12 | 1 |  | 0 | 107.6391 | 107.6391 | 0.0010764 | Estuary | 0 | FIXED | 29.49 | PI8400-2854 | 0 | 0.25864 | SUBURBS | 0 | 0 | 0 | 1 | Cond | 20 | 32.8084 | 1 | N | 0 |  | CIRC | ROAD | 0.7874 | Full | 0 | Other |  | 0.059055 | 0 | 25 | 0.013 | 0.5 | FIXED | 29.61 | PI8409-46 | 0 | 0 | 0 | 0 | 0 | 0 | 0 | 0 | 0 | 0 | 0 | [11 empty] | 46.3968
PI8404-89.1 |  |  | 0 | 0.059055 | 0 | 25 | 0.013 | 0 | 1.7699 | 12 | 44.5937 | UNKN | Conduit | 12 | 1 |  | 0 | 107.6391 | 107.6391 | 0.0010764 | Estuary | 0 | FIXED | 25.86 | PI8404-44 | 0 | 0.24667 | SUBURBS | 0 | 0 | 0 | 1 | Cond | 20 | 32.8084 | 1 | N | 0 |  | CIRC | ROAD | 0.7874 | Full | 0 | Other |  | 0.059055 | 0 | 25 | 0.013 | 0.5 | FIXED | 25.97 | PI8404-89 | 0 | 0 | 0 | 0 | 0 | 0 | 0 | 0 | 0 | 0 | 0 | [11 empty] | 44.594
PI8403-32.1 |  |  | 0 | 0.059055 | 0 | 25 | 0.013 | 0 | 1.781 | 12 | 32.0273 | UNKN | Conduit | 12 | 1 |  | 0 | 107.6391 | 107.6391 | 0.0010764 | Estuary | 0 | FIXED | 25.75 | PI8400-1646 | 0 | 0.24979 | SUBURBS | 0 | 0 | 0 | 1 | Cond | 20 | 32.8084 | 1 | N | 0 |  | CIRC | ROAD | 0.7874 | Full | 0 | Other |  | 0.059055 | 0 | 25 | 0.013 | 0.71 | FIXED | 25.83 | PI8403-32 | 0 | 0 | 0 | 0 | 0 | 0 | 0 | 0 | 0 | 0 | 0 | [11 empty] | 32.0274
PI8403-77.1 |  |  | 0 | 0.059055 | 0 | 25 | 0.013 | 0 | 1.77 | 12 | 44.5869 | UNKN | Conduit | 12 | 1 |  | 0 | 107.6391 | 107.6391 | 0.0010764 | Estuary | 0 | FIXED | 25.83 | PI8403-32 | 0 | 0.24671 | SUBURBS | 0 | 0 | 0 | 1 | Cond | 20 | 32.8084 | 1 | N | 0 |  | CIRC | ROAD | 0.7874 | Full | 0 | Other |  | 0.059055 | 0 | 25 | 0.013 | 0.5 | FIXED | 25.94 | PI8403-77 | 0 | 0 | 0 | 0 | 0 | 0 | 0 | 0 | 0 | 0 | 0 | [11 empty] | 44.587
PI150108-35.1 |  |  | 0 | 0.059055 | 0 | 25 | 0.013 | 0 | 1.7956 | 12 | 35.4499 | UNKN | Conduit | 12 | 1 |  | 0 | 107.6391 | 107.6391 | 0.0010764 | Estuary | 0 | FIXED | 37.39 | PI150101-1367 | 0 | 0.25388 | SUBURBS | 0 | 0 | 0 | 1 | Cond | 20 | 32.8084 | 1 | N | 0 |  | CIRC | ROAD | 0.7874 | Full | 0 | Other |  | 0.059055 | 0 | 25 | 0.013 | 0.75 | FIXED | 37.48 | PI150108-35 | 0 | 0 | 0 | 0 | 0 | 0 | 0 | 0 | 0 | 0 | 0 | [11 empty] | 35.4504
PI150106-46.1 |  |  | 0 | 0.059055 | 0 | 25 | 0.013 | 0 | 1.8122 | 12 | 46.4013 | UNKN | Conduit | 12 | 1 |  | 0 | 107.6391 | 107.6391 | 0.0010764 | Estuary | 0 | FIXED | 37.39 | PI150101-1367 | 0 | 0.25861 | SUBURBS | 0 | 0 | 0 | 1 | Cond | 20 | 32.8084 | 1 | N | 0 |  | CIRC | ROAD | 0.7874 | Full | 0 | Other |  | 0.059055 | 0 | 25 | 0.013 | 0.17 | FIXED | 37.51 | PI150106-46 | 0 | 0 | 0 | 0 | 0 | 0 | 0 | 0 | 0 | 0 | 0 | [11 empty] | 46.401
PI150107-33.1 |  |  | 0 | 0.059055 | 0 | 25 | 0.013 | 0 | 1.7509 | 12 | 33.1399 | UNKN | Conduit | 12 | 1 |  | 0 | 107.6391 | 107.6391 | 0.0010764 | Estuary | 0 | FIXED | 37.39 | PI150101-1367 | 0 | 0.2414 | SUBURBS | 0 | 0 | 0 | 1 | Cond | 20 | 32.8084 | 1 | N | 0 |  | CIRC | ROAD | 0.7874 | Full | 0 | Other |  | 0.059055 | 0 | 25 | 0.013 | 0.75 | FIXED | 37.47 | PI150107-33 | 0 | 0 | 0 | 0 | 0 | 0 | 0 | 0 | 0 | 0 | 0 | [11 empty] | 33.1392
PI781903-11.1 |  |  | 0 | 0.059055 | 0 | 25 | 0.013 | 0 | 2.3474 | 12 | 10.7888 | UNKN | Conduit | 12 | 1 |  | 0 | 107.6391 | 107.6391 | 0.0010764 | Estuary | 0 | FIXED | 54.9532 | PI7819-2049 | 0 | 0.43393 | SUBURBS | 0 | 0 | 0 | 1 | Cond | 20 | 32.8084 | 1 | N | 0 |  | CIRC | ROAD | 0.7874 | Full | 0 | Other |  | 0.059055 | 0 | 25 | 0.013 | 0.5 | FIXED | 55 | PI781903-11 | 0 | 0 | 0 | 0 | 0 | 0 | 0 | 0 | 0 | 0 | 0 | [11 empty] | 10.7885
PI781902-64.1 |  |  | 0 | 0.059055 | 0 | 25 | 0.013 | 0 | 5.138 | 12 | 40.8882 | UNKN | Conduit | 12 | 1 |  | 0 | 107.6391 | 107.6391 | 0.0010764 | Estuary | 0 | FIXED | 52 | PI7819-1621 | 0 | 2.0788 | SUBURBS | 0 | 0 | 0 | 1 | Cond | 20 | 32.8084 | 1 | N | 0 |  | CIRC | ROAD | 0.7874 | Full | 0 | Other |  | 0.059055 | 0 | 25 | 0.013 | 0.17 | FIXED | 52.85 | PI781902-64 | 0 | 0 | 0 | 0 | 0 | 0 | 0 | 0 | 0 | 0 | 0 | [11 empty] | 40.8876
PI8407-32.1 |  |  | 0 | 0.059055 | 0 | 25 | 0.013 | 0 | 1.7802 | 12 | 32.0559 | UNKN | Conduit | 12 | 1 |  | 0 | 107.6391 | 107.6391 | 0.0010764 | Estuary | 0 | FIXED | 27.15 | PI8400-2136 | 0 | 0.24956 | SUBURBS | 0 | 0 | 0 | 1 | Cond | 20 | 32.8084 | 1 | N | 0 |  | CIRC | ROAD | 0.7874 | Full | 0 | Other |  | 0.059055 | 0 | 25 | 0.013 | 0.5 | FIXED | 27.23 | PI8407-32 | 0 | 0 | 0 | 0 | 0 | 0 | 0 | 0 | 0 | 0 | 0 | [11 empty] | 32.056
PI8408-44.1 |  |  | 0 | 0.059055 | 0 | 25 | 0.013 | 0 | 1.7784 | 12 | 44.1656 | UNKN | Conduit | 12 | 1 |  | 0 | 107.6391 | 107.6391 | 0.0010764 | Estuary | 0 | FIXED | 27.15 | PI8400-2136 | 0 | 0.24906 | SUBURBS | 0 | 0 | 0 | 1 | Cond | 20 | 32.8084 | 1 | N | 0 |  | CIRC | ROAD | 0.7874 | Full | 0 | Other |  | 0.059055 | 0 | 25 | 0.013 | 0.71 | FIXED | 27.26 | PI8408-44 | 0 | 0 | 0 | 0 | 0 | 0 | 0 | 0 | 0 | 0 | 0 | [11 empty] | 44.1657
PI8408-88.1 |  |  | 0 | 0.059055 | 0 | 25 | 0.013 | 0 | 1.7779 | 12 | 44.1898 | UNKN | Conduit | 12 | 1 |  | 0 | 107.6391 | 107.6391 | 0.0010764 | Estuary | 0 | FIXED | 27.26 | PI8408-44 | 0 | 0.24893 | SUBURBS | 0 | 0 | 0 | 1 | Cond | 20 | 32.8084 | 1 | N | 0 |  | CIRC | ROAD | 0.7874 | Full | 0 | Other |  | 0.059055 | 0 | 25 | 0.013 | 0.5 | FIXED | 27.37 | PI8408-88 | 0 | 0 | 0 | 0 | 0 | 0 | 0 | 0 | 0 | 0 | 0 | [11 empty] | 44.1903
PI8405-77.1 |  |  | 0 | 0.059055 | 0 | 25 | 0.013 | 0 | 1.77 | 12 | 44.5872 | UNKN | Conduit | 12 | 1 |  | 0 | 107.6391 | 107.6391 | 0.0010764 | Estuary | 0 | FIXED | 26.53 | PI8405-32 | 0 | 0.24671 | SUBURBS | 0 | 0 | 0 | 1 | Cond | 20 | 32.8084 | 1 | N | 0 |  | CIRC | ROAD | 0.7874 | Full | 0 | Other |  | 0.059055 | 0 | 25 | 0.013 | 0.5 | FIXED | 26.64 | PI8405-77 | 0 | 0 | 0 | 0 | 0 | 0 | 0 | 0 | 0 | 0 | 0 | [11 empty] | 44.587
PI8406-44.1 |  |  | 0 | 0.059055 | 0 | 25 | 0.013 | 0 | 1.7815 | 12 | 44.0137 | UNKN | Conduit | 12 | 1 |  | 0 | 107.6391 | 107.6391 | 0.0010764 | Estuary | 0 | FIXED | 26.45 | PI8400-1891 | 0 | 0.24992 | SUBURBS | 0 | 0 | 0 | 1 | Cond | 20 | 32.8084 | 1 | N | 0 |  | CIRC | ROAD | 0.7874 | Full | 0 | Other |  | 0.059055 | 0 | 25 | 0.013 | 0.72 | FIXED | 26.56 | PI8406-44 | 0 | 0 | 0 | 0 | 0 | 0 | 0 | 0 | 0 | 0 | 0 | [11 empty] | 44.0129
PI8406-89.1 |  |  | 0 | 0.059055 | 0 | 25 | 0.013 | 0 | 1.77 | 12 | 44.5895 | UNKN | Conduit | 12 | 1 |  | 0 | 107.6391 | 107.6391 | 0.0010764 | Estuary | 0 | FIXED | 26.56 | PI8406-44 | 0 | 0.24669 | SUBURBS | 0 | 0 | 0 | 1 | Cond | 20 | 32.8084 | 1 | N | 0 |  | CIRC | ROAD | 0.7874 | Full | 0 | Other |  | 0.059055 | 0 | 25 | 0.013 | 0.5 | FIXED | 26.67 | PI8406-89 | 0 | 0 | 0 | 0 | 0 | 0 | 0 | 0 | 0 | 0 | 0 | [11 empty] | 44.59
PI8410-218.1 |  |  | 0 | 0.059055 | 0 | 25 | 0.013 | 0 | 1.7737 | 12 | 217.9657 | UNKN | Conduit | 12 | 1 |  | 0 | 107.6391 | 107.6391 | 0.0010764 | Estuary | 0 | FIXED | 30.44 | PI8400-3163 | 0 | 0.24775 | SUBURBS | 0 | 0 | 0 | 1 | Cond | 20 | 32.8084 | 1 | N | 0 |  | CIRC | ROAD | 0.7874 | Full | 0 | Other |  | 0.059055 | 0 | 25 | 0.013 | 0.17 | FIXED | 30.98 | PI8410-218 | 0 | 0 | 0 | 0 | 0 | 0 | 0 | 0 | 0 | 0 | 0 | [11 empty] | 217.9652
PI7800-11578.1 |  |  | 0 | 0.059055 | 0 | 25 | 0.013 | 0 | 1.8993 | 12 | 204.8392 | UNKN | Conduit | 12 | 1 |  | 0 | 107.6391 | 107.6391 | 0.0010764 | Estuary | 0 | FIXED | 51.0769 | PI7800-11374 | 0 | 0.28408 | SUBURBS | 0 | 0 | 0 | 1 | Cond | 20 | 32.8084 | 1 | N | 0 |  | CIRC | ROAD | 0.7874 | Full | 0 | Other |  | 0.059055 | 0 | 25 | 0.013 | 0.61 | FIXED | 51.6588 | PI7800-11578 | 0 | 0 | 0 | 0 | 0 | 0 | 0 | 0 | 0 | 0 | 0 | [11 empty] | 204.8381
PI150101-2216.1 |  |  | 0 | 0.059055 | 0 | 25 | 0.013 | 0 | 0.60127 | 12 | 272.0993 | UNKN | Conduit | 12 | 1 |  | 0 | 107.6391 | 107.6391 | 0.0010764 | Estuary | 0 | FIXED | 38.83 | PI150101-1944 | 0 | 0.028469 | SUBURBS | 0 | 0 | 0 | 1 | Cond | 20 | 32.8084 | 1 | N | 0 |  | CIRC | ROAD | 0.7874 | Full | 0 | Other |  | 0.059055 | 0 | 25 | 0.013 | 0.17 | FIXED | 38.9075 | PI150101-2216 | 0 | 0 | 0 | 0 | 0 | 0 | 0 | 0 | 0 | 0 | 0 | [11 empty] | 272.0985
PI8600-920.1 |  |  | 0 | 0.059055 | 0 | 25 | 0.013 | 0 | 1.7817 | 12 | 460.0341 | UNKN | Conduit | 12 | 1 |  | 0 | 107.6391 | 107.6391 | 0.0010764 | Estuary | 0 | FIXED | 30.64 | PI8600-460 | 0 | 0.24998 | SUBURBS | 0 | 0 | 0 | 1 | Cond | 20 | 32.8084 | 1 | N | 0 |  | CIRC | ROAD | 0.7874 | Full | 0 | Other |  | 0.059055 | 0 | 25 | 0.013 | 0.37 | FIXED | 31.79 | PI8600-920 | 0 | 0 | 0 | 0 | 0 | 0 | 0 | 0 | 0 | 0 | 0 | [11 empty] | 460.0329
PI7800-11982.1 |  |  | 0 | 0.059055 | 0 | 25 | 0.013 | 0 | 1.8993 | 12 | 403.4139 | UNKN | Conduit | 12 | 1 |  | 0 | 107.6391 | 107.6391 | 0.0010764 | Estuary | 0 | FIXED | 51.6588 | PI7800-11578 | 0 | 0.28408 | SUBURBS | 0 | 0 | 0 | 1 | Cond | 20 | 32.8084 | 1 | N | 0 |  | CIRC | ROAD | 0.7874 | Full | 0 | Other |  | 0.059055 | 0 | 25 | 0.013 | 0.17 | FIXED | 52.8048 | PI7800-11982 | 0 | 0 | 0 | 0 | 0 | 0 | 0 | 0 | 0 | 0 | 0 | [11 empty] | 403.4135
PI5500-2761.1 |  |  | 0 | 0.059055 | 0 | 25 | 0.013 | 0 | 1.74 | 12 | 37.7473 | UNKN | Conduit | 12 | 1 |  | 0 | 107.6391 | 107.6391 | 0.0010764 | Estuary | 0 | FIXED | 93.81 | PI5500-2723 | 0 | 0.23843 | SUBURBS | 0 | 0 | 0 | 1 | Cond | 20 | 32.8084 | 1 | N | 0 |  | CIRC | ROAD | 0.7874 | Full | 0 | Other |  | 0.059055 | 0 | 25 | 0.013 | 0.17 | FIXED | 93.9 | PI5500-2761 | 0 | 0 | 0 | 0 | 0 | 0 | 0 | 0 | 0 | 0 | 0 | [11 empty] | 37.7474
PI9005-1790.1 |  |  | 0 | 0.059055 | 0 | 25 | 0.013 | 0 | 1.7769 | 12 | 112.6155 | UNKN | Conduit | 12 | 1 |  | 0 | 107.6391 | 107.6391 | 0.0010764 | Estuary | 0 | FIXED | 63.62 | PI9005-1677 | 0 | 0.24863 | SUBURBS | 0 | 0 | 0 | 1 | Cond | 20 | 32.8084 | 1 | N | 0 |  | CIRC | ROAD | 0.7874 | Full | 0 | Other |  | 0.059055 | 0 | 25 | 0.013 | 0.17 | FIXED | 63.9 | PI9005-1790 | 0 | 0 | 0 | 0 | 0 | 0 | 0 | 0 | 0 | 0 | 0 | [11 empty] | 112.6149
PI9005-1935.1 |  |  | 0 | 0.059055 | 0 | 25 | 0.013 | 0 | 1.7754 | 12 | 145.0298 | UNKN | Conduit | 12 | 1 |  | 0 | 107.6391 | 107.6391 | 0.0010764 | Estuary | 0 | FIXED | 63.9 | PI9005-1790 | 0 | 0.24822 | SUBURBS | 0 | 0 | 0 | 1 | Cond | 20 | 32.8084 | 1 | N | 0 |  | CIRC | ROAD | 0.7874 | Full | 0 | Other |  | 0.059055 | 0 | 25 | 0.013 | 0.24 | FIXED | 64.26 | PI9005-1935 | 0 | 0 | 0 | 0 | 0 | 0 | 0 | 0 | 0 | 0 | 0 | [11 empty] | 145.03
PI9005-732.1 |  |  | 0 | 0.059055 | 0 | 25 | 0.013 | 0 | 0 | 18 | 140.2698 | UNKN | Conduit | 18 | 1 |  | 0 | 107.6391 | 107.6391 | 0.0010764 | Estuary | 0 | FIXED | 62.9 | PI9005-592 | 0 | 0 | SUBURBS | 0 | 0 | 0 | 1 | Cond | 20 | 32.8084 | 1 | N | 0 |  | CIRC | ROAD | 0.7874 | Full | 0 | Other |  | 0.059055 | 0 | 25 | 0.013 | 0.19 | FIXED | 62.9 | PI9005-732 | 0 | 0 | 0 | 0 | 0 | 0 | 0 | 0 | 0 | 0 | 0 | [11 empty] | 140.2694
PI900502-277.1 |  |  | 0 | 0.059055 | 0 | 25 | 0.013 | 0 | 3.8225 | 12 | 277.2409 | UNKN | Conduit | 12 | 1 |  | 0 | 107.6391 | 107.6391 | 0.0010764 | Estuary | 0 | FIXED | 60.9 | PI9005-769 | 0 | 1.1506 | SUBURBS | 0 | 0 | 0 | 1 | Cond | 20 | 32.8084 | 1 | N | 0 |  | CIRC | ROAD | 0.7874 | Full | 0 | Other |  | 0.059055 | 0 | 25 | 0.013 | 0.17 | FIXED | 64.09 | PI900502-277 | 0 | 0 | 0 | 0 | 0 | 0 | 0 | 0 | 0 | 0 | 0 | [11 empty] | 277.2406
PI9005-769.1 |  |  | 0 | 0.059055 | 0 | 25 | 0.013 | 0 | -8.2629 | 12 | 37.1993 | UNKN | Conduit | 12 | 1 |  | 0 | 107.6391 | 107.6391 | 0.0010764 | Estuary | 0 | FIXED | 62.9 | PI9005-732 | 0 | -5.3764 | SUBURBS | 0 | 0 | 0 | 1 | Cond | 20 | 32.8084 | 1 | N | 0 |  | CIRC | ROAD | 0.7874 | Full | 0 | Other |  | 0.059055 | 0 | 25 | 0.013 | 0.17 | FIXED | 60.9 | PI9005-769 | 0 | 0 | 0 | 0 | 0 | 0 | 0 | 0 | 0 | 0 | 0 | [11 empty] | 37.1992
PI3803-200.1 |  |  | 0 | 0.059055 | 0 | 25 | 0.013 | 0 | 1.7818 | 12 | 199.9878 | UNKN | Conduit | 12 | 1 |  | 0 | 107.6391 | 107.6391 | 0.0010764 | Estuary | 0 | FIXED | 62.15 | PI3800-1729 | 0 | 0.25002 | SUBURBS | 0 | 0 | 0 | 1 | Cond | 20 | 32.8084 | 1 | N | 0 |  | CIRC | ROAD | 0.7874 | Full | 0 | Other |  | 0.059055 | 0 | 25 | 0.013 | 0.5 | FIXED | 62.65 | PI3803-200 | 0 | 0 | 0 | 0 | 0 | 0 | 0 | 0 | 0 | 0 | 0 | [11 empty] | 199.9875
PI4600-935.1 |  |  | 0 | 0.059055 | 0 | 25 | 0.013 | 0 | 3.2779 | 12 | 148.4701 | UNKN | Conduit | 12 | 1 |  | 0 | 107.6391 | 107.6391 | 0.0010764 | Estuary | 0 | FIXED | 82.7438 | PI4600-786 | 0 | 0.84608 | SUBURBS | 0 | 0 | 0 | 1 | Cond | 20 | 32.8084 | 1 | N | 0 |  | CIRC | ROAD | 0.7874 | Full | 0 | Other |  | 0.059055 | 0 | 25 | 0.013 | 0.5 | FIXED | 84 | PI4600-935 | 0 | 0 | 0 | 0 | 0 | 0 | 0 | 0 | 0 | 0 | 0 | [11 empty] | 148.4695
PI3810-449.1 |  |  | 0 | 0.059055 | 0 | 25 | 0.013 | 0 | 1.8035 | 12 | 35.1368 | UNKN | Conduit | 12 | 1 |  | 0 | 107.6391 | 107.6391 | 0.0010764 | Estuary | 0 | FIXED | 69.59 | PI381001-108 | 0 | 0.25614 | SUBURBS | 0 | 0 | 0 | 1 | Cond | 20 | 32.8084 | 1 | N | 0 |  | CIRC | ROAD | 0.7874 | Full | 0 | Other |  | 0.059055 | 0 | 25 | 0.013 | 0.45 | FIXED | 69.68 | PI3810-449 | 0 | 0 | 0 | 0 | 0 | 0 | 0 | 0 | 0 | 0 | 0 | [11 empty] | 35.1449
PI381002-153.1 |  |  | 0 | 0.059055 | 0 | 25 | 0.013 | 0 | 1.2894 | 12 | 152.7754 | UNKN | Conduit | 12 | 1 |  | 0 | 107.6391 | 107.6391 | 0.0010764 | Estuary | 0 | FIXED | 71.69 | PI3810-420 | 0 | 0.13091 | SUBURBS | 0 | 0 | 0 | 1 | Cond | 20 | 32.8084 | 1 | N | 0 |  | CIRC | ROAD | 0.7874 | Full | 0 | Other |  | 0.059055 | 0 | 25 | 0.013 | 0.5 | FIXED | 71.89 | PI381002-153 | 0 | 0 | 0 | 0 | 0 | 0 | 0 | 0 | 0 | 0 | 0 | [11 empty] | 152.7334
PI3810-449.2 |  |  | 0 | 0.059055 | 0 | 25 | 0.013 | 0 | 1.7554 | 12 | 28.8493 | UNKN | Conduit | 12 | 1 |  | 0 | 107.6391 | 107.6391 | 0.0010764 | Estuary | 0 | FIXED | 71.69 | PI3810-420 | 0 | 0.24264 | SUBURBS | 0 | 0 | 0 | 2 | Cond | 20 | 32.8084 | 1 | N | 0 |  | CIRC | ROAD | 0.7874 | Full | 0 | Other |  | 0.059055 | 0 | 25 | 0.013 | 0.83 | FIXED | 71.76 | PI3810-449 | 0 | 0 | 0 | 0 | 0 | 0 | 0 | 0 | 0 | 0 | 0 | [11 empty] | 28.8491
PI3810-624.1 |  |  | 0 | 0.059055 | 0 | 25 | 0.013 | 0 | 1.7554 | 12 | 175.5325 | UNKN | Conduit | 12 | 1 |  | 0 | 107.6391 | 107.6391 | 0.0010764 | Estuary | 0 | FIXED | 72.8341 | PI3810-449 | 0 | 0.24264 | SUBURBS | 0 | 0 | 0 | 1 | Cond | 20 | 32.8084 | 1 | N | 0 |  | CIRC | ROAD | 0.7874 | Full | 0 | Other |  | 0.059055 | 0 | 25 | 0.013 | 0.5 | FIXED | 73.26 | PI3810-624 | 0 | 0 | 0 | 0 | 0 | 0 | 0 | 0 | 0 | 0 | 0 | [11 empty] | 175.5173
PI3810-694.1 |  |  | 0 | 0.059055 | 0 | 25 | 0.013 | 0 | 1.7601 | 12 | 69.6853 | UNKN | Conduit | 12 | 1 |  | 0 | 107.6391 | 107.6391 | 0.0010764 | Estuary | 0 | FIXED | 73.26 | PI3810-624 | 0 | 0.24395 | SUBURBS | 0 | 0 | 0 | 1 | Cond | 20 | 32.8084 | 1 | N | 0 |  | CIRC | ROAD | 0.7874 | Full | 0 | Other |  | 0.059055 | 0 | 25 | 0.013 | 0.17 | FIXED | 73.43 | PI3810-694 | 0 | 0 | 0 | 0 | 0 | 0 | 0 | 0 | 0 | 0 | 0 | [11 empty] | 69.6764
PI3810-867.1 |  |  | 0 | 0.059055 | 0 | 25 | 0.013 | 0 | -1.7549 | 12 | 173.1764 | UNKN | Conduit | 12 | 1 |  | 0 | 107.6391 | 107.6391 | 0.0010764 | Estuary | 0 | FIXED | 73.43 | PI3810-694 | 0 | -0.24253 | SUBURBS | 0 | 0 | 0 | 1 | Cond | 20 | 32.8084 | 1 | N | 0 |  | CIRC | ROAD | 0.7874 | Full | 0 | Other |  | 0.059055 | 0 | 25 | 0.013 | 0.17 | FIXED | 73.01 | PI3810-867 | 0 | 0 | 0 | 0 | 0 | 0 | 0 | 0 | 0 | 0 | 0 | [11 empty] | 173.1757
PI3810-1170.1 |  |  | 0 | 0.059055 | 0 | 25 | 0.013 | 0 | 1.7636 | 12 | 53.0763 | UNKN | Conduit | 12 | 1 |  | 0 | 107.6391 | 107.6391 | 0.0010764 | Estuary | 1 | FIXED | 73.63 | PI3810-1117 | 0 | 0.24493 | SUBURBS | 0 | 0 | 0 | 1 | Cond | 20 | 32.8084 | 1 | N | 0 |  | CIRC | ROAD | 0.7874 | Full | 0 | Other |  | 0.059055 | 0 | 25 | 0.013 | 0.17 | FIXED | 73.76 | PI3810-1170 | 0 | 0 | 0 | 0 | 0 | 0 | 0 | 0 | 0 | 0 | 0 | [11 empty] | 53.0762
PI430101-592.1 |  |  | 0 | 0.059055 | 0 | 25 | 0.013 | 0 | 2.3405 | 12 | 424.2405 | UNKN | Conduit | 12 | 1 |  | 0 | 107.6391 | 107.6391 | 0.0010764 | Estuary | 0 | FIXED | 75.39 | PI430101-167 | 0 | 0.43136 | SUBURBS | 0 | 0 | 0 | 1 | Cond | 20 | 32.8084 | 1 | N | 0 |  | CIRC | ROAD | 0.7874 | Full | 0 | Other |  | 0.059055 | 0 | 25 | 0.013 | 0.5 | FIXED | 77.22 | PI430101-592 | 0 | 0 | 0 | 0 | 0 | 0 | 0 | 0 | 0 | 0 | 0 | [11 empty] | 424.2233
PI4301-285.1 |  |  | 0 | 0.059055 | 0 | 25 | 0.013 | 0 | 1.137 | 12 | 284.8869 | UNKN | Conduit | 12 | 1 |  | 0 | 107.6391 | 107.6391 | 0.0010764 | Estuary | 0 | FIXED | 75.3 | PI4300-1650 | 0 | 0.10179 | SUBURBS | 0 | 0 | 0 | 1 | Cond | 20 | 32.8084 | 1 | N | 0 |  | CIRC | ROAD | 0.7874 | Full | 0 | Other |  | 0.059055 | 0 | 25 | 0.013 | 0.83 | FIXED | 75.59 | PI4301-285 | 0 | 0 | 0 | 0 | 0 | 0 | 0 | 0 | 0 | 0 | 0 | [11 empty] | 284.886
PI430102-43.1 |  |  | 0 | 0.059055 | 0 | 25 | 0.013 | 0 | 1.7935 | 12 | 43.4248 | UNKN | Conduit | 12 | 1 |  | 0 | 107.6391 | 107.6391 | 0.0010764 | Estuary | 0 | FIXED | 76.5 | PI4301-650 | 0 | 0.25331 | SUBURBS | 0 | 0 | 0 | 1 | Cond | 20 | 32.8084 | 1 | N | 0 |  | CIRC | ROAD | 0.7874 | Full | 0 | Other |  | 0.059055 | 0 | 25 | 0.013 | 0.17 | FIXED | 76.61 | PI430102-43 | 0 | 0 | 0 | 0 | 0 | 0 | 0 | 0 | 0 | 0 | 0 | [11 empty] | 43.425
PI3810-1117.1 |  |  | 0 | 0.059055 | 0 | 25 | 0.013 | 0 | 1.7747 | 12 | 249.9755 | UNKN | Conduit | 12 | 1 |  | 0 | 107.6391 | 107.6391 | 0.0010764 | Estuary | 0 | FIXED | 73.01 | PI3810-867 | 0 | 0.24802 | SUBURBS | 0 | 0 | 0 | 1 | Cond | 20 | 32.8084 | 1 | N | 0 |  | CIRC | ROAD | 0.7874 | Full | 0 | Other |  | 0.059055 | 0 | 25 | 0.013 | 0.17 | FIXED | 73.63 | PI3810-1117 | 0 | 0 | 0 | 0 | 0 | 0 | 0 | 0 | 0 | 0 | 0 | [11 empty] | 249.9754
PI3808-282.1 |  |  | 0 | 0.059055 | 0 | 25 | 0.013 | 0 | 1.7755 | 12 | 281.978 | UNKN | Conduit | 12 | 1 |  | 0 | 107.6391 | 107.6391 | 0.0010764 | Estuary | 0 | FIXED | 66.46 | PI3800-4332 | 0 | 0.24825 | SUBURBS | 0 | 0 | 0 | 1 | Cond | 20 | 32.8084 | 1 | N | 0 |  | CIRC | ROAD | 0.7874 | Full | 0 | Other |  | 0.059055 | 0 | 25 | 0.013 | 0.5 | FIXED | 67.16 | PI3808-282 | 0 | 0 | 0 | 0 | 0 | 0 | 0 | 0 | 0 | 0 | 0 | [11 empty] | 281.9775
PI3809-558.1 |  |  | 0 | 0.059055 | 0 | 25 | 0.013 | 0 | 2.0112 | 12 | 276.2652 | UNKN | Conduit | 12 | 1 |  | 0 | 107.6391 | 107.6391 | 0.0010764 | Estuary | 0 | FIXED | 70.87 | PI3809-282 | 0 | 0.31853 | SUBURBS | 0 | 0 | 0 | 1 | Cond | 20 | 32.8084 | 1 | N | 0 |  | CIRC | ROAD | 0.7874 | Full | 0 | Other |  | 0.059055 | 0 | 25 | 0.013 | 0.5 | FIXED | 71.75 | PI3809-558 | 0 | 0 | 0 | 0 | 0 | 0 | 0 | 0 | 0 | 0 | 0 | [11 empty] | 276.2649
PI900501-44.1 |  |  | 0 | 0.059055 | 0 | 25 | 0.013 | 0 | 1.7787 | 12 | 44.1514 | UNKN | Conduit | 12 | 1 |  | 0 | 107.6391 | 107.6391 | 0.0010764 | Estuary | 0 | FIXED | 62.9 | PI9005-732 | 0 | 0.24914 | SUBURBS | 0 | 0 | 0 | 1 | Cond | 20 | 32.8084 | 1 | N | 0 |  | CIRC | ROAD | 0.7874 | Full | 0 | Other |  | 0.059055 | 0 | 25 | 0.013 | 0.25 | FIXED | 63.01 | PI900501-44 | 0 | 0 | 0 | 0 | 0 | 0 | 0 | 0 | 0 | 0 | 0 | [11 empty] | 44.1508
PI900502-694.1 |  |  | 0 | 0.059055 | 0 | 25 | 0.013 | 0 | 1.967 | 12 | 416.8513 | UNKN | Conduit | 12 | 1 |  | 0 | 107.6391 | 107.6391 | 0.0010764 | Estuary | 0 | FIXED | 64.09 | PI900502-277 | 0 | 0.30466 | SUBURBS | 0 | 0 | 0 | 1 | Cond | 20 | 32.8084 | 1 | N | 0 |  | CIRC | ROAD | 0.7874 | Full | 0 | Other |  | 0.059055 | 0 | 25 | 0.013 | 0.75 | FIXED | 65.36 | PI900502-694 | 0 | 0 | 0 | 0 | 0 | 0 | 0 | 0 | 0 | 0 | 0 | [11 empty] | 416.8504
PI0809-1484.1 |  |  | 0 | 0.059055 | 0 | 25 | 0.013 | 0 | 2.8616 | 12 | 52.7248 | UNKN | Conduit | 12 | 1 |  | 0 | 107.6391 | 107.6391 | 0.0010764 | Estuary | 0 | FIXED | 24.32 | PI0809-1431 | 0 | 0.64486 | SUBURBS | 0 | 0 | 0 | 1 | Cond | 20 | 32.8084 | 1 | N | 0 |  | CIRC | ROAD | 0.7874 | Full | 0 | Other |  | 0.059055 | 0 | 25 | 0.013 | 0.26 | FIXED | 24.66 | PI0809-1484 | 0 | 0 | 0 | 0 | 0 | 0 | 0 | 0 | 0 | 0 | 0 | [11 empty] | 52.7238
PI080901-765.1 |  |  | 0 | 0.059055 | 0 | 25 | 0.013 | 0 | 15.4188 | 12 | 27.1349 | UNKN | Conduit | 12 | 1 |  | 0 | 107.6391 | 107.6391 | 0.0010764 | Estuary | 0 | FIXED | 24.61 | PI080901-738 | 0 | 18.7213 | SUBURBS | 0 | 0 | 0 | 1 | Cond | 20 | 32.8084 | 1 | N | 0 |  | CIRC | ROAD | 0.7874 | Full | 0 | Other |  | 0.059055 | 0 | 25 | 0.013 | 0.25 | FIXED | 29.69 | PI080901-765 | 0 | 0 | 0 | 0 | 0 | 0 | 0 | 0 | 0 | 0 | 0 | [11 empty] | 27.1346
PI380201-410.1 |  |  | 0 | 0.059055 | 0 | 25 | 0.013 | 0 | 1.9509 | 12 | 410.3817 | UNKN | Conduit | 12 | 1 |  | 0 | 107.6391 | 107.6391 | 0.0010764 | Estuary | 0 | FIXED | 63.72 | PI3802-514 | 0 | 0.29972 | SUBURBS | 0 | 0 | 0 | 1 | Cond | 20 | 32.8084 | 1 | N | 0 |  | CIRC | ROAD | 0.7874 | Full | 0 | Other |  | 0.059055 | 0 | 25 | 0.013 | 0.5 | FIXED | 64.95 | PI380201-410 | 0 | 0 | 0 | 0 | 0 | 0 | 0 | 0 | 0 | 0 | 0 | [11 empty] | 410.2357
PI4001-49.1 |  |  | 0 | 0.059055 | 0 | 25 | 0.013 | 0 | 1.7621 | 12 | 49.077 | UNKN | Conduit | 12 | 1 |  | 0 | 107.6391 | 107.6391 | 0.0010764 | Estuary | 0 | FIXED | 64.89 | PI4000-643 | 0 | 0.24451 | SUBURBS | 0 | 0 | 0 | 1 | Cond | 20 | 32.8084 | 1 | N | 0 |  | CIRC | ROAD | 0.7874 | Full | 0 | Other |  | 0.059055 | 0 | 25 | 0.013 | 0.5 | FIXED | 65.01 | PI4001-49 | 0 | 0 | 0 | 0 | 0 | 0 | 0 | 0 | 0 | 0 | 0 | [11 empty] | 49.0777
PI960301-397.1 |  |  | 0 | 0.059055 | 0 | 25 | 0.013 | 0 | 1.7788 | 12 | 397.3213 | UNKN | Conduit | 12 | 1 |  | 0 | 107.6391 | 107.6391 | 0.0010764 | Estuary | 0 | FIXED | 91.16 | PI9603-866 | 0 | 0.24917 | SUBURBS | 0 | 0 | 0 | 1 | Cond | 20 | 32.8084 | 1 | N | 0 |  | CIRC | ROAD | 0.7874 | Full | 0 | Other |  | 0.059055 | 0 | 25 | 0.013 | 0.5 | FIXED | 92.15 | PI960301-397 | 0 | 0 | 0 | 0 | 0 | 0 | 0 | 0 | 0 | 0 | 0 | [11 empty] | 397.3198
PI960302-501.1 |  |  | 0 | 0.059055 | 0 | 25 | 0.013 | 0 | 1.434 | 12 | 679.2811 | UNKN | Conduit | 12 | 1 |  | 0 | 107.6391 | 107.6391 | 0.0010764 | Estuary | 0 | FIXED | 91.16 | PI9603-866 | 0 | 0.16194 | SUBURBS | 0 | 0 | 0 | 1 | Cond | 20 | 32.8084 | 1 | N | 0 |  | CIRC | ROAD | 0.7874 | Full | 0 | Other |  | 0.059055 | 0 | 25 | 0.013 | 0.5 | FIXED | 92.26 | PI960302-501 | 0 | 0 | 0 | 0 | 0 | 0 | 0 | 0 | 0 | 0 | 0 | [11 empty] | 501.2688
PI9600-5267.1 |  |  | 0 | 0.059055 | 0 | 25 | 0.013 | 0 | 1.8015 | 12 | 90.0002 | UNKN | Conduit | 12 | 1 |  | 0 | 107.6391 | 107.6391 | 0.0010764 | Estuary | 0 | FIXED | 99.51 | PI9600-5177 | 0 | 0.25556 | SUBURBS | 0 | 0 | 0 | 1 | Cond | 20 | 32.8084 | 1 | N | 0 |  | CIRC | ROAD | 0.7874 | Full | 0 | Other |  | 0.059055 | 0 | 25 | 0.013 | 0.17 | FIXED | 99.74 | PI9600-5267 | 0 | 0 | 0 | 0 | 0 | 0 | 0 | 0 | 0 | 0 | 0 | [11 empty] | 89.9997
PI9600-5177.1 |  |  | 0 | 0.059055 | 0 | 25 | 0.013 | 0 | 2.8517 | 12 | 221.735 | UNKN | Conduit | 12 | 1 |  | 0 | 107.6391 | 107.6391 | 0.0010764 | Estuary | 0 | FIXED | 98.09 | PI9600-4955 | 0 | 0.6404 | SUBURBS | 0 | 0 | 0 | 1 | Cond | 20 | 32.8084 | 1 | N | 0 |  | CIRC | ROAD | 0.7874 | Full | 0 | Other |  | 0.059055 | 0 | 25 | 0.013 | 0.75 | FIXED | 99.51 | PI9600-5177 | 0 | 0 | 0 | 0 | 0 | 0 | 0 | 0 | 0 | 0 | 0 | [11 empty] | 221.7345
PI9600-4738.1 |  |  | 0 | 0.059055 | 0 | 25 | 0.013 | 0 | 4.2592 | 12 | 23.8012 | UNKN | Conduit | 12 | 1 |  | 0 | 107.6391 | 107.6391 | 0.0010764 | Estuary | 0 | FIXED | 96.39 | PI9600-4714 | 0 | 1.4285 | SUBURBS | 0 | 0 | 0 | 1 | Cond | 20 | 32.8084 | 1 | N | 0 |  | CIRC | ROAD | 0.7874 | Full | 0 | Other |  | 0.059055 | 0 | 25 | 0.013 | 0.17 | FIXED | 96.73 | PI9600-4738 | 0 | 0 | 0 | 0 | 0 | 0 | 0 | 0 | 0 | 0 | 0 | [11 empty] | 23.8017
PI9600-4955.1 |  |  | 0 | 0.059055 | 0 | 25 | 0.013 | 0 | 2.8199 | 12 | 217.1824 | UNKN | Conduit | 12 | 1 |  | 0 | 107.6391 | 107.6391 | 0.0010764 | Estuary | 0 | FIXED | 96.73 | PI9600-4738 | 0 | 0.6262 | SUBURBS | 0 | 0 | 0 | 1 | Cond | 20 | 32.8084 | 1 | N | 0 |  | CIRC | ROAD | 0.7874 | Full | 0 | Other |  | 0.059055 | 0 | 25 | 0.013 | 0.17 | FIXED | 98.09 | PI9600-4955 | 0 | 0 | 0 | 0 | 0 | 0 | 0 | 0 | 0 | 0 | 0 | [11 empty] | 217.1814
PI9600-4714.1 |  |  | 0 | 0.059055 | 0 | 25 | 0.013 | 0 | 2.4109 | 12 | 305.8612 | UNKN | Conduit | 12 | 1 |  | 0 | 107.6391 | 107.6391 | 0.0010764 | Estuary | 0 | FIXED | 94.99 | PI9600-4475 | 0 | 0.45772 | SUBURBS | 0 | 0 | 0 | 1 | Cond | 20 | 32.8084 | 1 | N | 0 |  | CIRC | ROAD | 0.7874 | Full | 0 | Other |  | 0.059055 | 0 | 25 | 0.013 | 0.75 | FIXED | 96.39 | PI9600-4714 | 0 | 0 | 0 | 0 | 0 | 0 | 0 | 0 | 0 | 0 | 0 | [11 empty] | 239.2157
PI9605-148.1 |  |  | 0 | 0.059055 | 0 | 25 | 0.013 | 0 | 1.7816 | 12 | 148.0334 | UNKN | Conduit | 12 | 1 |  | 0 | 107.6391 | 107.6391 | 0.0010764 | Estuary | 0 | FIXED | 88.47 | PI9600-3614 | 0 | 0.24994 | SUBURBS | 0 | 0 | 0 | 1 | Cond | 20 | 32.8084 | 1 | N | 0 |  | CIRC | ROAD | 0.7874 | Full | 0 | Other |  | 0.059055 | 0 | 25 | 0.013 | 0.5 | FIXED | 88.84 | PI9605-148 | 0 | 0 | 0 | 0 | 0 | 0 | 0 | 0 | 0 | 0 | 0 | [11 empty] | 148.0339
PI9604-247.1 |  |  | 0 | 0.059055 | 0 | 25 | 0.013 | 0 | 3.7052 | 12 | 246.9826 | UNKN | Conduit | 12 | 1 |  | 0 | 107.6391 | 107.6391 | 0.0010764 | Estuary | 0 | FIXED | 84.52 | PI9600-3082 | 0 | 1.081 | SUBURBS | 0 | 0 | 0 | 1 | Cond | 20 | 32.8084 | 1 | N | 0 |  | CIRC | ROAD | 0.7874 | Full | 0 | Other |  | 0.059055 | 0 | 25 | 0.013 | 0.17 | FIXED | 87.19 | PI9604-247 | 0 | 0 | 0 | 0 | 0 | 0 | 0 | 0 | 0 | 0 | 0 | [11 empty] | 246.9824
PI9602-323.1 |  |  | 0 | 0.059055 | 0 | 25 | 0.013 | 0 | 3.7383 | 12 | 322.5804 | UNKN | Conduit | 12 | 1 |  | 0 | 107.6391 | 107.6391 | 0.0010764 | Estuary | 0 | FIXED | 83.64 | PI9600-2331 | 0 | 1.1005 | SUBURBS | 0 | 0 | 0 | 1 | Cond | 20 | 32.8084 | 1 | N | 0 |  | CIRC | ROAD | 0.7874 | Full | 0 | Other |  | 0.059055 | 0 | 25 | 0.013 | 0.5 | FIXED | 87.19 | PI9602-323 | 0 | 0 | 0 | 0 | 0 | 0 | 0 | 0 | 0 | 0 | 0 | [11 empty] | 322.5799
PI5400-2640.1 |  |  | 0 | 0.059055 | 0 | 25 | 0.013 | 0 | 220.2436 | 42 | 38.821 | UNKN | Conduit | 42 | 1 |  | 0 | 107.6391 | 107.6391 | 0.0010764 | Estuary | 0 | FIXED | 100.76 | PI5400-2601 | 0 | 4.7912 | SUBURBS | 0 | 0 | 0 | 1 | Cond | 20 | 32.8084 | 1 | N | 0 |  | CIRC | ROAD | 0.7874 | Full | 0 | Other |  | 0.059055 | 0 | 25 | 0.013 | 0.21 | FIXED | 102.62 | PI5400-2640 | 0 | 0 | 0 | 0 | 0 | 0 | 0 | 0 | 0 | 0 | 0 | [11 empty] | 38.8209
PI1100-3133.1 |  |  | 0 | 0.059055 | 0 | 25 | 0.013 | 0 | 2.4768 | 12 | 103.5049 | UNKN | Conduit | 12 | 1 |  | 0 | 107.6391 | 107.6391 | 0.0010764 | Estuary | 0 | FIXED | 31.5 | PI1100-3029 | 0 | 0.48307 | SUBURBS | 0 | 0 | 0 | 1 | Cond | 20 | 32.8084 | 1 | N | 0 |  | CIRC | ROAD | 0.7874 | Full | 0 | Other |  | 0.059055 | 0 | 25 | 0.013 | 0.5 | FIXED | 32 | PI1100-3133 | 0 | 0 | 0 | 0 | 0 | 0 | 0 | 0 | 0 | 0 | 0 | [11 empty] | 103.5047
PI1503-3739.1 |  |  | 0 | 0.059055 | 0 | 25 | 0.013 | 0 | 1.7808 | 12 | 224.2506 | UNKN | Conduit | 12 | 1 |  | 0 | 107.6391 | 107.6391 | 0.0010764 | Estuary | 0 | FIXED | 55.9 | PI1503-3514 | 0 | 0.24972 | SUBURBS | 0 | 0 | 0 | 1 | Cond | 20 | 32.8084 | 1 | N | 0 |  | CIRC | ROAD | 0.7874 | Full | 0 | Other |  | 0.059055 | 0 | 25 | 0.013 | 0.96 | FIXED | 56.46 | PI1503-3739 | 0 | 0 | 0 | 0 | 0 | 0 | 0 | 0 | 0 | 0 | 0 | [11 empty] | 224.2501
PI660501-641.1 |  |  | 0 | 0.059055 | 0 | 25 | 0.013 | 0 | 1.7959 | 12 | 63 | UNKN | Conduit | 12 | 1 |  | 0 | 107.6391 | 107.6391 | 0.0010764 | Estuary | 0 | FIXED | 14.16 | PI660501-578 | 0 | 0.25397 | SUBURBS | 0 | 0 | 0 | 1 | Cond | 20 | 32.8084 | 1 | N | 0 |  | CIRC | ROAD | 0.7874 | Full | 0 | Other |  | 0.059055 | 0 | 25 | 0.013 | 0.78 | FIXED | 14.32 | PI660501-641 | 0 | 0 | 0 | 0 | 0 | 0 | 0 | 0 | 0 | 0 | 0 | [11 empty] | 63.0004
PI660502-302.1 |  |  | 0 | 0.059055 | 0 | 25 | 0.013 | 0 | 1.7769 | 12 | 301.6637 | UNKN | Conduit | 12 | 1 |  | 0 | 107.6391 | 107.6391 | 0.0010764 | Estuary | 0 | FIXED | 13.26 | PI6605-771 | 0 | 0.24862 | SUBURBS | 0 | 0 | 0 | 1 | Cond | 20 | 32.8084 | 1 | N | 0 |  | CIRC | ROAD | 0.7874 | Full | 0 | Other |  | 0.059055 | 0 | 25 | 0.013 | 0.5 | FIXED | 14.01 | PI660502-302 | 0 | 0 | 0 | 0 | 0 | 0 | 0 | 0 | 0 | 0 | 0 | [11 empty] | 301.6202
PI1103-1143.1 |  |  | 0 | 0.059055 | 0 | 25 | 0.013 | 0 | 1.7786 | 12 | 44.1594 | UNKN | Conduit | 12 | 1 |  | 0 | 107.6391 | 107.6391 | 0.0010764 | Estuary | 0 | FIXED | 25.27 | PI1103-1099 | 0 | 0.2491 | SUBURBS | 0 | 0 | 0 | 1 | Cond | 20 | 32.8084 | 1 | N | 0 |  | CIRC | ROAD | 0.7874 | Full | 0 | Other |  | 0.059055 | 0 | 25 | 0.013 | 0.5 | FIXED | 25.38 | PI1103-1143 | 0 | 0 | 0 | 0 | 0 | 0 | 0 | 0 | 0 | 0 | 0 | [11 empty] | 44.159
PI150109-26.1 |  |  | 0 | 0.059055 | 0 | 25 | 0.013 | 0 | 3.8357 | 12 | 25.8942 | UNKN | Conduit | 12 | 1 |  | 0 | 107.6391 | 107.6391 | 0.0010764 | Estuary | 0 | FIXED | 34.5 | PI150101-372 | 0 | 1.1586 | SUBURBS | 0 | 0 | 0 | 1 | Cond | 20 | 32.8084 | 1 | N | 0 |  | CIRC | ROAD | 0.7874 | Full | 0 | Other |  | 0.059055 | 0 | 25 | 0.013 | 0.5 | FIXED | 34.8 | PI150109-26 | 0 | 0 | 0 | 0 | 0 | 0 | 0 | 0 | 0 | 0 | 0 | [11 empty] | 25.8945
PI150111-26.1 |  |  | 0 | 0.059055 | 0 | 25 | 0.013 | 0 | 2.1947 | 12 | 26.3633 | UNKN | Conduit | 12 | 1 |  | 0 | 107.6391 | 107.6391 | 0.0010764 | Estuary | 0 | FIXED | 34.7 | PI150101-372 | 0 | 0.37932 | SUBURBS | 0 | 0 | 0 | 1 | Cond | 20 | 32.8084 | 1 | N | 0 |  | CIRC | ROAD | 0.7874 | Full | 0 | Other |  | 0.059055 | 0 | 25 | 0.013 | 0.17 | FIXED | 34.8 | PI150111-26 | 0 | 0 | 0 | 0 | 0 | 0 | 0 | 0 | 0 | 0 | 0 | [11 empty] | 26.3631
PI150112-28.1 |  |  | 0 | 0.059055 | 0 | 25 | 0.013 | 0 | 2.6963 | 12 | 28.2983 | UNKN | Conduit | 12 | 1 |  | 0 | 107.6391 | 107.6391 | 0.0010764 | Estuary | 0 | FIXED | 36.838 | PI1501-1687 | 0 | 0.57247 | SUBURBS | 0 | 0 | 0 | 1 | Cond | 20 | 32.8084 | 1 | N | 0 |  | CIRC | ROAD | 0.7874 | Full | 0 | Other |  | 0.059055 | 0 | 25 | 0.013 | 0.5 | FIXED | 37 | PI150112-28 | 0 | 0 | 0 | 0 | 0 | 0 | 0 | 0 | 0 | 0 | 0 | [11 empty] | 28.2988
PI110302-123.1 |  |  | 0 | 0.059055 | 0 | 25 | 0.013 | 0 | 1.786 | 12 | 123.4141 | UNKN | Conduit | 12 | 1 |  | 0 | 107.6391 | 107.6391 | 0.0010764 | Estuary | 0 | FIXED | 25.09 | PI1103-1025 | 0 | 0.25119 | SUBURBS | 0 | 0 | 0 | 1 | Cond | 20 | 32.8084 | 1 | N | 0 |  | CIRC | ROAD | 0.7874 | Full | 0 | Other |  | 0.059055 | 0 | 25 | 0.013 | 0.75 | FIXED | 25.4 | PI110302-123 | 0 | 0 | 0 | 0 | 0 | 0 | 0 | 0 | 0 | 0 | 0 | [11 empty] | 123.414
PI1503-3514.1 |  |  | 0 | 0.059055 | 0 | 25 | 0.013 | 0 | -1.3018 | 12 | 187.3208 | UNKN | Conduit | 12 | 1 |  | 0 | 107.6391 | 107.6391 | 0.0010764 | Estuary | 0 | FIXED | 56.15 | PI1503-3327 | 0 | -0.13346 | SUBURBS | 0 | 0 | 0 | 1 | Cond | 20 | 32.8084 | 1 | N | 0 |  | CIRC | ROAD | 0.7874 | Full | 0 | Other |  | 0.059055 | 0 | 25 | 0.013 | 0.77 | FIXED | 55.9 | PI1503-3514 | 0 | 0 | 0 | 0 | 0 | 0 | 0 | 0 | 0 | 0 | 0 | [11 empty] | 187.2812
PI1503-3801.1 |  |  | 0 | 0.059055 | 0 | 25 | 0.013 | 0 | 1.7967 | 12 | 62.9448 | UNKN | Conduit | 12 | 1 |  | 0 | 107.6391 | 107.6391 | 0.0010764 | Estuary | 0 | FIXED | 56.46 | PI1503-3739 | 0 | 0.25419 | SUBURBS | 0 | 0 | 0 | 1 | Cond | 20 | 32.8084 | 1 | N | 0 |  | CIRC | ROAD | 0.7874 | Full | 0 | Other |  | 0.059055 | 0 | 25 | 0.013 | 0.52 | FIXED | 56.62 | PI1503-3801 | 0 | 0 | 0 | 0 | 0 | 0 | 0 | 0 | 0 | 0 | 0 | [11 empty] | 62.9446
PI3801-391.1 |  |  | 0 | 0.059055 | 0 | 25 | 0.013 | 0 | 2.983 | 12 | 391.0414 | UNKN | Conduit | 12 | 1 |  | 0 | 107.6391 | 107.6391 | 0.0010764 | Estuary | 0 | FIXED | 60 | PI3800-795 | 0 | 0.70069 | SUBURBS | 0 | 0 | 0 | 1 | Cond | 20 | 32.8084 | 1 | N | 0 |  | CIRC | ROAD | 0.7874 | Full | 0 | Other |  | 0.059055 | 0 | 25 | 0.013 | 0.5 | FIXED | 62.74 | PI3801-391 | 0 | 0 | 0 | 0 | 0 | 0 | 0 | 0 | 0 | 0 | 0 | [11 empty] | 391.0408
PI8300-659.1 |  |  | 0 | 0.059055 | 0 | 25 | 0.013 | 0 | 0.50976 | 12 | 284.3617 | UNKN | Conduit | 12 | 1 |  | 0 | 107.6391 | 107.6391 | 0.0010764 | Estuary | 0 | FIXED | 29.9418 | PI820101-35 | 0 | 0.020463 | SUBURBS | 0 | 0 | 0 | 1 | Cond | 20 | 32.8084 | 1 | N | 0 |  | CIRC | ROAD | 0.7874 | Full | 0 | Other |  | 0.059055 | 0 | 25 | 0.013 | 0.5 | FIXED | 30 | PI8300-659 | 0 | 0 | 0 | 0 | 0 | 0 | 0 | 0 | 0 | 0 | 0 | [11 empty] | 284.3616
PI8702-589.1 |  |  | 0 | 0.059055 | 0 | 25 | 0.013 | 0 | 1.7652 | 12 | 89.6578 | UNKN | Conduit | 12 | 1 |  | 0 | 107.6391 | 107.6391 | 0.0010764 | Estuary | 0 | FIXED | 23.81 | PI8702-500 | 0 | 0.24538 | SUBURBS | 0 | 0 | 0 | 1 | Cond | 20 | 32.8084 | 1 | N | 0 |  | CIRC | ROAD | 0.7874 | Full | 0 | Other |  | 0.059055 | 0 | 25 | 0.013 | 0.5 | FIXED | 24.03 | PI8702-589 | 0 | 0 | 0 | 0 | 0 | 0 | 0 | 0 | 0 | 0 | 0 | [11 empty] | 89.6584
PI6801-1036.1 |  |  | 0 | 0.059055 | 0 | 25 | 0.013 | 0 | 1.0892 | 12 | 42.8127 | UNKN | Conduit | 12 | 1 |  | 0 | 107.6391 | 107.6391 | 0.0010764 | Estuary | 0 | FIXED | 14.08 | PI6801-994 | 0 | 0.09343 | SUBURBS | 0 | 0 | 0 | 1 | Cond | 20 | 32.8084 | 1 | N | 0 |  | CIRC | ROAD | 0.7874 | Full | 0 | Other |  | 0.059055 | 0 | 25 | 0.013 | 0.72 | FIXED | 14.12 | PI6801-1036 | 0 | 0 | 0 | 0 | 0 | 0 | 0 | 0 | 0 | 0 | 0 | [11 empty] | 42.813
PI680101-76.1 |  |  | 0 | 0.059055 | 0 | 25 | 0.013 | 0 | 7.3278 | 12 | 76.152 | UNKN | Conduit | 12 | 1 |  | 0 | 107.6391 | 107.6391 | 0.0010764 | Estuary | 0 | FIXED | 13.8 | PI6801-762 | 0 | 4.2284 | SUBURBS | 0 | 0 | 0 | 1 | Cond | 20 | 32.8084 | 1 | N | 0 |  | CIRC | ROAD | 0.7874 | Full | 0 | Other |  | 0.059055 | 0 | 25 | 0.013 | 0.5 | FIXED | 17.02 | PI680101-76 | 0 | 0 | 0 | 0 | 0 | 0 | 0 | 0 | 0 | 0 | 0 | [11 empty] | 76.1523
PI6801-838.1 |  |  | 0 | 0.059055 | 0 | 25 | 0.013 | 0 | 1.78 | 12 | 76.1515 | UNKN | Conduit | 12 | 1 |  | 0 | 107.6391 | 107.6391 | 0.0010764 | Estuary | 0 | FIXED | 13.8 | PI6801-762 | 0 | 0.2495 | SUBURBS | 0 | 0 | 0 | 1 | Cond | 20 | 32.8084 | 1 | N | 0 |  | CIRC | ROAD | 0.7874 | Full | 0 | Other |  | 0.059055 | 0 | 25 | 0.013 | 0.38 | FIXED | 13.99 | PI6801-838 | 0 | 0 | 0 | 0 | 0 | 0 | 0 | 0 | 0 | 0 | 0 | [11 empty] | 76.1519
PI690407-78.1 |  |  | 0 | 0.059055 | 0 | 25 | 0.013 | 0 | 1.7819 | 12 | 39.9965 | UNKN | Conduit | 12 | 1 |  | 0 | 107.6391 | 107.6391 | 0.0010764 | Estuary | 0 | FIXED | 18.87 | PI690407-38 | 0 | 0.25002 | SUBURBS | 0 | 0 | 0 | 1 | Cond | 20 | 32.8084 | 1 | N | 0 |  | CIRC | ROAD | 0.7874 | Full | 0 | Other |  | 0.059055 | 0 | 25 | 0.013 | 0.49 | FIXED | 18.97 | PI690407-78 | 0 | 0 | 0 | 0 | 0 | 0 | 0 | 0 | 0 | 0 | 0 | [11 empty] | 39.9962
PI690407-38.1 |  |  | 0 | 0.059055 | 0 | 25 | 0.013 | 0 | 1.8248 | 12 | 38.1361 | UNKN | Conduit | 12 | 1 |  | 0 | 107.6391 | 107.6391 | 0.0010764 | Estuary | 0 | FIXED | 18.77 | PI6904-1315 | 0 | 0.26222 | SUBURBS | 0 | 0 | 0 | 1 | Cond | 20 | 32.8084 | 1 | N | 0 |  | CIRC | ROAD | 0.7874 | Full | 0 | Other |  | 0.059055 | 0 | 25 | 0.013 | 0.17 | FIXED | 18.87 | PI690407-38 | 0 | 0 | 0 | 0 | 0 | 0 | 0 | 0 | 0 | 0 | 0 | [11 empty] | 38.1362
PI690408-62.1 |  |  | 0 | 0.059055 | 0 | 25 | 0.013 | 0 | 1.805 | 12 | 62.3657 | UNKN | Conduit | 12 | 1 |  | 0 | 107.6391 | 107.6391 | 0.0010764 | Estuary | 0 | FIXED | 18.77 | PI6904-1315 | 0 | 0.25655 | SUBURBS | 0 | 0 | 0 | 1 | Cond | 20 | 32.8084 | 1 | N | 0 |  | CIRC | ROAD | 0.7874 | Full | 0 | Other |  | 0.059055 | 0 | 25 | 0.013 | 0.5 | FIXED | 18.93 | PI690408-62 | 0 | 0 | 0 | 0 | 0 | 0 | 0 | 0 | 0 | 0 | 0 | [11 empty] | 62.3652
PI690408-102.1 |  |  | 0 | 0.059055 | 0 | 25 | 0.013 | 0 | 1.7819 | 12 | 39.9965 | UNKN | Conduit | 12 | 1 |  | 0 | 107.6391 | 107.6391 | 0.0010764 | Estuary | 0 | FIXED | 18.93 | PI690408-62 | 0 | 0.25002 | SUBURBS | 0 | 0 | 0 | 1 | Cond | 20 | 32.8084 | 1 | N | 0 |  | CIRC | ROAD | 0.7874 | Full | 0 | Other |  | 0.059055 | 0 | 25 | 0.013 | 0.17 | FIXED | 19.03 | PI690408-102 | 0 | 0 | 0 | 0 | 0 | 0 | 0 | 0 | 0 | 0 | 0 | [11 empty] | 39.9958
PI690406-1144.1 |  |  | 0 | 0.059055 | 0 | 25 | 0.013 | 0 | 1.779 | 12 | 100.3124 | UNKN | Conduit | 12 | 1 |  | 0 | 107.6391 | 107.6391 | 0.0010764 | Estuary | 0 | FIXED | 19.53 | PI690406-1044 | 0 | 0.24922 | SUBURBS | 0 | 0 | 0 | 1 | Cond | 20 | 32.8084 | 1 | N | 0 |  | CIRC | ROAD | 0.7874 | Full | 0 | Other |  | 0.059055 | 0 | 25 | 0.013 | 0.26 | FIXED | 19.78 | PI690406-1144 | 0 | 0 | 0 | 0 | 0 | 0 | 0 | 0 | 0 | 0 | 0 | [11 empty] | 100.3115
PI690401-148.1 |  |  | 0 | 0.059055 | 0 | 25 | 0.013 | 0 | -3.5046 | 12 | 147.8527 | UNKN | Conduit | 12 | 1 |  | 0 | 107.6391 | 107.6391 | 0.0010764 | Estuary | 0 | FIXED | 16.03 | PI6904-284 | 0 | -0.96718 | SUBURBS | 0 | 0 | 0 | 1 | Cond | 20 | 32.8084 | 1 | N | 0 |  | CIRC | ROAD | 0.7874 | Full | 0 | Other |  | 0.059055 | 0 | 25 | 0.013 | 0.75 | FIXED | 14.6 | PI690401-148 | 0 | 0 | 0 | 0 | 0 | 0 | 0 | 0 | 0 | 0 | 0 | [11 empty] | 147.8521
PI690405-31.1 |  |  | 0 | 0.059055 | 0 | 25 | 0.013 | 0 | 1.8104 | 12 | 30.9977 | UNKN | Conduit | 12 | 1 |  | 0 | 107.6391 | 107.6391 | 0.0010764 | Estuary | 0 | FIXED | 17.43 | PI690403-396 | 0 | 0.25808 | SUBURBS | 0 | 0 | 0 | 1 | Cond | 20 | 32.8084 | 1 | N | 0 |  | CIRC | ROAD | 0.7874 | Full | 0 | Other |  | 0.059055 | 0 | 25 | 0.013 | 0.5 | FIXED | 17.51 | PI690405-31 | 0 | 0 | 0 | 0 | 0 | 0 | 0 | 0 | 0 | 0 | 0 | [11 empty] | 30.998
PI6904-1696.1 |  |  | 0 | 0.059055 | 0 | 25 | 0.013 | 0 | 1.978 | 12 | 197.9883 | UNKN | Conduit | 12 | 1 |  | 0 | 107.6391 | 107.6391 | 0.0010764 | Estuary | 0 | FIXED | 19.41 | PI6904-1498 | 0 | 0.3081 | SUBURBS | 0 | 0 | 0 | 1 | Cond | 20 | 32.8084 | 1 | N | 0 |  | CIRC | ROAD | 0.7874 | Full | 0 | Other |  | 0.059055 | 0 | 25 | 0.013 | 0.5 | FIXED | 20.02 | PI6904-1696 | 0 | 0 | 0 | 0 | 0 | 0 | 0 | 0 | 0 | 0 | 0 | [11 empty] | 197.9877
PI6904-2047.1 |  |  | 0 | 0.059055 | 0 | 25 | 0.013 | 0 | 1.7818 | 12 | 35.9978 | UNKN | Conduit | 12 | 1 |  | 0 | 107.6391 | 107.6391 | 0.0010764 | Estuary | 0 | FIXED | 21.24 | PI6904-2012 | 0 | 0.25002 | SUBURBS | 0 | 0 | 0 | 1 | Cond | 20 | 32.8084 | 1 | N | 0 |  | CIRC | ROAD | 0.7874 | Full | 0 | Other |  | 0.059055 | 0 | 25 | 0.013 | 0.17 | FIXED | 21.33 | PI6904-2047 | 0 | 0 | 0 | 0 | 0 | 0 | 0 | 0 | 0 | 0 | 0 | [11 empty] | 35.9982
PI6904-1952.1 |  |  | 0 | 0.059055 | 0 | 25 | 0.013 | 0 | 2.3039 | 12 | 255.98 | UNKN | Conduit | 12 | 1 |  | 0 | 107.6391 | 107.6391 | 0.0010764 | Estuary | 0 | FIXED | 20.02 | PI6904-1696 | 0 | 0.418 | SUBURBS | 0 | 0 | 0 | 1 | Cond | 20 | 32.8084 | 1 | N | 0 |  | CIRC | ROAD | 0.7874 | Full | 0 | Other |  | 0.059055 | 0 | 25 | 0.013 | 0.5 | FIXED | 21.09 | PI6904-1952 | 0 | 0 | 0 | 0 | 0 | 0 | 0 | 0 | 0 | 0 | 0 | [11 empty] | 255.9791
PI8507-95.1 |  |  | 0 | 0.059055 | 0 | 25 | 0.013 | 0 | 4.819 | 12 | 94.9842 | UNKN | Conduit | 12 | 1 |  | 0 | 107.6391 | 107.6391 | 0.0010764 | Estuary | 0 | FIXED | 26.9817 | PI8500-1232 | 0 | 1.8287 | SUBURBS | 0 | 0 | 0 | 1 | Cond | 20 | 32.8084 | 1 | N | 0 |  | CIRC | ROAD | 0.7874 | Full | 0 | Other |  | 0.059055 | 0 | 25 | 0.013 | 0.71 | FIXED | 28.7187 | PI8507-95 | 0 | 0 | 0 | 0 | 0 | 0 | 0 | 0 | 0 | 0 | 0 | [11 empty] | 94.9842
PI8507-110.1 |  |  | 0 | 0.059055 | 0 | 25 | 0.013 | 0 | 4.819 | 12 | 15.3835 | UNKN | Conduit | 12 | 1 |  | 0 | 107.6391 | 107.6391 | 0.0010764 | Estuary | 0 | FIXED | 28.7187 | PI8507-95 | 0 | 1.8287 | SUBURBS | 0 | 0 | 0 | 1 | Cond | 20 | 32.8084 | 1 | N | 0 |  | CIRC | ROAD | 0.7874 | Full | 0 | Other |  | 0.059055 | 0 | 25 | 0.013 | 0.5 | FIXED | 29 | PI8507-110 | 0 | 0 | 0 | 0 | 0 | 0 | 0 | 0 | 0 | 0 | 0 | [11 empty] | 15.3828
PI820101-35.1 |  |  | 0 | 0.059055 | 0 | 25 | 0.013 | 0 | 0.50976 | 12 | 35.0036 | UNKN | Conduit | 12 | 1 |  | 0 | 107.6391 | 107.6391 | 0.0010764 | Estuary | 0 | FIXED | 25.841 | PI8201-299 | 0 | 0.020463 | SUBURBS | 0 | 0 | 0 | 1 | Cond | 20 | 32.8084 | 1 | N | 0 |  | CIRC | ROAD | 0.7874 | Full | 0 | Other |  | 0.059055 | 0 | 25 | 0.013 | 0.17 | FIXED | 25.8482 | PI820101-35 | 0 | 0 | 0 | 0 | 0 | 0 | 0 | 0 | 0 | 0 | 0 | [11 empty] | 35.0031
PI7803-678.1 |  |  | 0 | 0.059055 | 0 | 25 | 0.013 | 0 | 1.3769 | 12 | 30.9977 | UNKN | Conduit | 12 | 1 |  | 0 | 107.6391 | 107.6391 | 0.0010764 | Estuary | 0 | FIXED | 26.7037 | PI8200-1250 | 0 | 0.14929 | SUBURBS | 0 | 0 | 0 | 1 | Cond | 20 | 32.8084 | 1 | N | 0 |  | CIRC | ROAD | 0.7874 | Full | 0 | Other |  | 0.059055 | 0 | 25 | 0.013 | 0.75 | FIXED | 26.75 | PI7803-678 | 0 | 0 | 0 | 0 | 0 | 0 | 0 | 0 | 0 | 0 | 0 | [11 empty] | 30.9977
PI7702-47.1 |  |  | 0 | 0.059055 | 0 | 25 | 0.013 | 0 | 5.0446 | 12 | 46.7557 | UNKN | Conduit | 12 | 1 |  | 0 | 107.6391 | 107.6391 | 0.0010764 | Estuary | 0 | FIXED | 33.063 | PI7700-3575 | 0 | 2.004 | SUBURBS | 0 | 0 | 0 | 1 | Cond | 20 | 32.8084 | 1 | N | 0 |  | CIRC | ROAD | 0.7874 | Full | 0 | Other |  | 0.059055 | 0 | 25 | 0.013 | 0.5 | FIXED | 34 | PI7702-47 | 0 | 0 | 0 | 0 | 0 | 0 | 0 | 0 | 0 | 0 | 0 | [11 empty] | 46.7555
PI790101-354.1 |  |  | 0 | 0.059055 | 0 | 25 | 0.013 | 0 | 5.887 | 12 | 51.6658 | UNKN | Conduit | 12 | 1 |  | 0 | 107.6391 | 107.6391 | 0.0010764 | Estuary | 0 | FIXED | 41.59 | PI790101-302 | 0 | 2.7291 | SUBURBS | 0 | 0 | 0 | 1 | Cond | 20 | 32.8084 | 1 | N | 0 |  | CIRC | ROAD | 0.7874 | Full | 0 | Other |  | 0.059055 | 0 | 25 | 0.013 | 0.31 | FIXED | 43 | PI790101-354 | 0 | 0 | 0 | 0 | 0 | 0 | 0 | 0 | 0 | 0 | 0 | [11 empty] | 51.6652
PI7902-45.1 |  |  | 0 | 0.059055 | 0 | 25 | 0.013 | 0 | 1.7548 | 12 | 45.3615 | UNKN | Conduit | 12 | 1 |  | 0 | 107.6391 | 107.6391 | 0.0010764 | Estuary | 0 | FIXED | 39.68 | PI7809-649 | 0 | 0.2425 | SUBURBS | 0 | 0 | 0 | 1 | Cond | 20 | 32.8084 | 1 | N | 0 |  | CIRC | ROAD | 0.7874 | Full | 0 | Other |  | 0.059055 | 0 | 25 | 0.013 | 0.5 | FIXED | 39.79 | PI7902-45 | 0 | 0 | 0 | 0 | 0 | 0 | 0 | 0 | 0 | 0 | 0 | [11 empty] | 45.3613
PI7903-44.1 |  |  | 0 | 0.059055 | 0 | 25 | 0.013 | 0 | 1.7854 | 12 | 43.823 | UNKN | Conduit | 12 | 1 |  | 0 | 107.6391 | 107.6391 | 0.0010764 | Estuary | 0 | FIXED | 36.86 | PI7900-998 | 0 | 0.25101 | SUBURBS | 0 | 0 | 0 | 1 | Cond | 20 | 32.8084 | 1 | N | 0 |  | CIRC | ROAD | 0.7874 | Full | 0 | Other |  | 0.059055 | 0 | 25 | 0.013 | 0.5 | FIXED | 36.97 | PI7903-44 | 0 | 0 | 0 | 0 | 0 | 0 | 0 | 0 | 0 | 0 | 0 | [11 empty] | 43.8228
PI800102-27.1 |  |  | 0 | 0.059055 | 0 | 25 | 0.013 | 0 | 2.6058 | 12 | 26.6361 | UNKN | Conduit | 12 | 1 |  | 0 | 107.6391 | 107.6391 | 0.0010764 | Estuary | 0 | FIXED | 42.8576 | PI8001-385 | 0 | 0.53473 | SUBURBS | 0 | 0 | 0 | 1 | Cond | 20 | 32.8084 | 1 | N | 0 |  | CIRC | ROAD | 0.7874 | Full | 0 | Other |  | 0.059055 | 0 | 25 | 0.013 | 0.5 | FIXED | 43 | PI800102-27 | 0 | 0 | 0 | 0 | 0 | 0 | 0 | 0 | 0 | 0 | 0 | [11 empty] | 26.6363
PI8005-40.1 |  |  | 0 | 0.059055 | 0 | 25 | 0.013 | 0 | 2.73 | 12 | 39.8326 | UNKN | Conduit | 12 | 1 |  | 0 | 107.6391 | 107.6391 | 0.0010764 | Estuary | 0 | FIXED | 44.7662 | PI8000-2131 | 0 | 0.58689 | SUBURBS | 0 | 0 | 0 | 1 | Cond | 20 | 32.8084 | 1 | N | 0 |  | CIRC | ROAD | 0.7874 | Full | 0 | Other |  | 0.059055 | 0 | 25 | 0.013 | 0.5 | FIXED | 45 | PI8005-40 | 0 | 0 | 0 | 0 | 0 | 0 | 0 | 0 | 0 | 0 | 0 | [11 empty] | 39.8321
PI7708-50.1 |  |  | 0 | 0.059055 | 0 | 25 | 0.013 | 0 | 3.8706 | 12 | 49.7864 | UNKN | Conduit | 12 | 1 |  | 0 | 107.6391 | 107.6391 | 0.0010764 | Estuary | 0 | FIXED | 37.4127 | PI7700-4822 | 0 | 1.1797 | SUBURBS | 0 | 0 | 0 | 1 | Cond | 20 | 32.8084 | 1 | N | 0 |  | CIRC | ROAD | 0.7874 | Full | 0 | Other |  | 0.059055 | 0 | 25 | 0.013 | 0.5 | FIXED | 38 | PI7708-50 | 0 | 0 | 0 | 0 | 0 | 0 | 0 | 0 | 0 | 0 | 0 | [11 empty] | 49.7856
PI8003-29.1 |  |  | 0 | 0.059055 | 0 | 25 | 0.013 | 0 | 2.0959 | 12 | 29.3502 | UNKN | Conduit | 12 | 1 |  | 0 | 107.6391 | 107.6391 | 0.0010764 | Estuary | 0 | FIXED | 42.8985 | PI8000-1885 | 0 | 0.34592 | SUBURBS | 0 | 0 | 0 | 1 | Cond | 20 | 32.8084 | 1 | N | 0 |  | CIRC | ROAD | 0.7874 | Full | 0 | Other |  | 0.059055 | 0 | 25 | 0.013 | 0.5 | FIXED | 43 | PI8003-29 | 0 | 0 | 0 | 0 | 0 | 0 | 0 | 0 | 0 | 0 | 0 | [11 empty] | 29.3493
PI7710-675.1 |  |  | 0 | 0.059055 | 0 | 25 | 0.013 | 0 | 8.65 | 12 | 40.9964 | UNKN | Conduit | 12 | 1 |  | 0 | 107.6391 | 107.6391 | 0.0010764 | Estuary | 0 | FIXED | 40.5845 | PI7710-634 | 0 | 5.892 | SUBURBS | 0 | 0 | 0 | 1 | Cond | 20 | 32.8084 | 1 | N | 0 |  | CIRC | ROAD | 0.7874 | Full | 0 | Other |  | 0.059055 | 0 | 25 | 0.013 | 0.5 | FIXED | 43 | PI7710-675 | 0 | 0 | 0 | 0 | 0 | 0 | 0 | 0 | 0 | 0 | 0 | [11 empty] | 40.9962
PI8510-23.1 |  |  | 0 | 0.059055 | 0 | 25 | 0.013 | 0 | 1.7566 | 12 | 23.3153 | UNKN | Conduit | 12 | 1 |  | 0 | 107.6391 | 107.6391 | 0.0010764 | Estuary | 0 | FIXED | 30.9433 | PI8500-1657 | 0 | 0.24299 | SUBURBS | 0 | 0 | 0 | 1 | Cond | 20 | 32.8084 | 1 | N | 0 |  | CIRC | ROAD | 0.7874 | Full | 0 | Other |  | 0.059055 | 0 | 25 | 0.013 | 0.5 | FIXED | 31 | PI8510-23 | 0 | 0 | 0 | 0 | 0 | 0 | 0 | 0 | 0 | 0 | 0 | [11 empty] | 23.3155
PI8511-32.1 |  |  | 0 | 0.059055 | 0 | 25 | 0.013 | 0 | 1.7566 | 12 | 32.3564 | UNKN | Conduit | 12 | 1 |  | 0 | 107.6391 | 107.6391 | 0.0010764 | Estuary | 0 | FIXED | 29.9214 | PI8500-1657 | 0 | 0.24299 | SUBURBS | 0 | 0 | 0 | 1 | Cond | 20 | 32.8084 | 1 | N | 0 |  | CIRC | ROAD | 0.7874 | Full | 0 | Other |  | 0.059055 | 0 | 25 | 0.013 | 0.5 | FIXED | 30 | PI8511-32 | 0 | 0 | 0 | 0 | 0 | 0 | 0 | 0 | 0 | 0 | 0 | [11 empty] | 32.356
PI8512-17.1 |  |  | 0 | 0.059055 | 0 | 25 | 0.013 | 0 | 3.6855 | 12 | 17.2014 | UNKN | Conduit | 12 | 1 |  | 0 | 107.6391 | 107.6391 | 0.0010764 | Estuary | 0 | FIXED | 32.816 | PI8500-2059 | 0 | 1.0696 | SUBURBS | 0 | 0 | 0 | 1 | Cond | 20 | 32.8084 | 1 | N | 0 |  | CIRC | ROAD | 0.7874 | Full | 0 | Other |  | 0.059055 | 0 | 25 | 0.013 | 0.5 | FIXED | 33 | PI8512-17 | 0 | 0 | 0 | 0 | 0 | 0 | 0 | 0 | 0 | 0 | 0 | [11 empty] | 17.202
PI8500-2059.1 |  |  | 0 | 0.059055 | 0 | 25 | 0.013 | 0 | 3.6855 | 12 | 25.6017 | UNKN | Conduit | 12 | 1 |  | 0 | 107.6391 | 107.6391 | 0.0010764 | Estuary | 0 | FIXED | 32.0486 | PI8500-2034 | 0 | 1.0696 | SUBURBS | 0 | 0 | 0 | 1 | Cond | 20 | 32.8084 | 1 | N | 0 |  | CIRC | ROAD | 0.7874 | Full | 0 | Other |  | 0.059055 | 0 | 25 | 0.013 | 0.17 | FIXED | 32.3224 | PI8500-2059 | 0 | 0 | 0 | 0 | 0 | 0 | 0 | 0 | 0 | 0 | 0 | [11 empty] | 25.601
PI8500-2034.1 |  |  | 0 | 0.059055 | 0 | 25 | 0.013 | 0 | 3.6855 | 12 | 43.5508 | UNKN | Conduit | 12 | 1 |  | 0 | 107.6391 | 107.6391 | 0.0010764 | Estuary | 0 | FIXED | 31.5828 | PI8500-1990 | 0 | 1.0696 | SUBURBS | 0 | 0 | 0 | 1 | Cond | 20 | 32.8084 | 1 | N | 0 |  | CIRC | ROAD | 0.7874 | Full | 0 | Other |  | 0.059055 | 0 | 25 | 0.013 | 0.75 | FIXED | 32.0486 | PI8500-2034 | 0 | 0 | 0 | 0 | 0 | 0 | 0 | 0 | 0 | 0 | 0 | [11 empty] | 43.551
PI8500-1990.1 |  |  | 0 | 0.059055 | 0 | 25 | 0.013 | 0 | 3.6855 | 12 | 27.797 | UNKN | Conduit | 12 | 1 |  | 0 | 107.6391 | 107.6391 | 0.0010764 | Estuary | 0 | FIXED | 31.2855 | PI8500-1963 | 0 | 1.0696 | SUBURBS | 0 | 0 | 0 | 1 | Cond | 20 | 32.8084 | 1 | N | 0 |  | CIRC | ROAD | 0.7874 | Full | 0 | Other |  | 0.059055 | 0 | 25 | 0.013 | 0.61 | FIXED | 31.5828 | PI8500-1990 | 0 | 0 | 0 | 0 | 0 | 0 | 0 | 0 | 0 | 0 | 0 | [11 empty] | 27.7971
PI8508-40.1 |  |  | 0 | 0.059055 | 0 | 25 | 0.013 | 0 | 1.7566 | 12 | 40.0034 | UNKN | Conduit | 12 | 1 |  | 0 | 107.6391 | 107.6391 | 0.0010764 | Estuary | 0 | FIXED | 29.9028 | PI8500-1232 | 0 | 0.24299 | SUBURBS | 0 | 0 | 0 | 1 | Cond | 20 | 32.8084 | 1 | N | 0 |  | CIRC | ROAD | 0.7874 | Full | 0 | Other |  | 0.059055 | 0 | 25 | 0.013 | 0.5 | FIXED | 30 | PI8508-40 | 0 | 0 | 0 | 0 | 0 | 0 | 0 | 0 | 0 | 0 | 0 | [11 empty] | 40.0036
PI8502-281.1 |  |  | 0 | 0.059055 | 0 | 25 | 0.013 | 0 | 3.2091 | 12 | 30.7079 | UNKN | Conduit | 12 | 1 |  | 0 | 107.6391 | 107.6391 | 0.0010764 | Estuary | 0 | FIXED | 27.751 | PI8502-250 | 0 | 0.81094 | SUBURBS | 0 | 0 | 0 | 1 | Cond | 20 | 32.8084 | 1 | N | 0 |  | CIRC | ROAD | 0.7874 | Full | 0 | Other |  | 0.059055 | 0 | 25 | 0.013 | 0.5 | FIXED | 28 | PI8502-281 | 0 | 0 | 0 | 0 | 0 | 0 | 0 | 0 | 0 | 0 | 0 | [11 empty] | 30.707
PI8506-43.1 |  |  | 0 | 0.059055 | 0 | 25 | 0.013 | 0 | 1.7566 | 12 | 42.9881 | UNKN | Conduit | 12 | 1 |  | 0 | 107.6391 | 107.6391 | 0.0010764 | Estuary | 0 | FIXED | 24.8955 | PI8500-972 | 0 | 0.24299 | SUBURBS | 0 | 0 | 0 | 1 | Cond | 20 | 32.8084 | 1 | N | 0 |  | CIRC | ROAD | 0.7874 | Full | 0 | Other |  | 0.059055 | 0 | 25 | 0.013 | 0.5 | FIXED | 25 | PI8506-43 | 0 | 0 | 0 | 0 | 0 | 0 | 0 | 0 | 0 | 0 | 0 | [11 empty] | 42.9877
PI8505-39.1 |  |  | 0 | 0.059055 | 0 | 25 | 0.013 | 0 | 1.7566 | 12 | 39.3535 | UNKN | Conduit | 12 | 1 |  | 0 | 107.6391 | 107.6391 | 0.0010764 | Estuary | 0 | FIXED | 24.9044 | PI8500-972 | 0 | 0.24299 | SUBURBS | 0 | 0 | 0 | 1 | Cond | 20 | 32.8084 | 1 | N | 0 |  | CIRC | ROAD | 0.7874 | Full | 0 | Other |  | 0.059055 | 0 | 25 | 0.013 | 0.5 | FIXED | 25 | PI8505-39 | 0 | 0 | 0 | 0 | 0 | 0 | 0 | 0 | 0 | 0 | 0 | [11 empty] | 39.3533
PI8503-32.1 |  |  | 0 | 0.059055 | 0 | 25 | 0.013 | 0 | 1.7566 | 12 | 32.0458 | UNKN | Conduit | 12 | 1 |  | 0 | 107.6391 | 107.6391 | 0.0010764 | Estuary | 0 | FIXED | 24.9221 | PI8500-972 | 0 | 0.24299 | SUBURBS | 0 | 0 | 0 | 1 | Cond | 20 | 32.8084 | 1 | N | 0 |  | CIRC | ROAD | 0.7874 | Full | 0 | Other |  | 0.059055 | 0 | 25 | 0.013 | 0.5 | FIXED | 25 | PI8503-32 | 0 | 0 | 0 | 0 | 0 | 0 | 0 | 0 | 0 | 0 | 0 | [11 empty] | 32.0462
PI8504-23.1 |  |  | 0 | 0.059055 | 0 | 25 | 0.013 | 0 | 1.7566 | 12 | 23.0695 | UNKN | Conduit | 12 | 1 |  | 0 | 107.6391 | 107.6391 | 0.0010764 | Estuary | 0 | FIXED | 24.9439 | PI8500-972 | 0 | 0.24299 | SUBURBS | 0 | 0 | 0 | 1 | Cond | 20 | 32.8084 | 1 | N | 0 |  | CIRC | ROAD | 0.7874 | Full | 0 | Other |  | 0.059055 | 0 | 25 | 0.013 | 0.5 | FIXED | 25 | PI8504-23 | 0 | 0 | 0 | 0 | 0 | 0 | 0 | 0 | 0 | 0 | 0 | [11 empty] | 23.0695
PI8501-37.1 |  |  | 0 | 0.059055 | 0 | 25 | 0.013 | 0 | 1.7627 | 12 | 36.7843 | UNKN | Conduit | 12 | 1 |  | 0 | 107.6391 | 107.6391 | 0.0010764 | Estuary | 0 | FIXED | 25.12 | PI8500-472 | 0 | 0.24467 | SUBURBS | 0 | 0 | 0 | 1 | Cond | 20 | 32.8084 | 1 | N | 0 |  | CIRC | ROAD | 0.7874 | Full | 0 | Other |  | 0.059055 | 0 | 25 | 0.013 | 0.5 | FIXED | 25.21 | PI8501-37 | 0 | 0 | 0 | 0 | 0 | 0 | 0 | 0 | 0 | 0 | 0 | [11 empty] | 36.7841
PI780402-7.1 |  |  | 0 | 0.059055 | 0 | 25 | 0.013 | 0 | 12.1036 | 12 | 7.4548 | UNKN | Conduit | 12 | 1 |  | 0 | 107.6391 | 107.6391 | 0.0010764 | Estuary | 0 | FIXED | 34.14 | PI7804-1335 | 0 | 11.5362 | SUBURBS | 0 | 0 | 0 | 1 | Cond | 20 | 32.8084 | 1 | N | 0 |  | CIRC | ROAD | 0.7874 | Full | 0 | Other |  | 0.059055 | 0 | 25 | 0.013 | 0.17 | FIXED | 35 | PI780402-7 | 0 | 0 | 0 | 0 | 0 | 0 | 0 | 0 | 0 | 0 | 0 | [11 empty] | 7.4126
PI8008-974.1 |  |  | 0 | 0.059055 | 0 | 25 | 0.013 | 0 | 4.3914 | 12 | 61.98 | UNKN | Conduit | 12 | 1 |  | 0 | 107.6391 | 107.6391 | 0.0010764 | Estuary | 0 | FIXED | 54.0588 | PI8008-912 | 0 | 1.5186 | SUBURBS | 0 | 0 | 0 | 1 | Cond | 20 | 32.8084 | 1 | N | 0 |  | CIRC | ROAD | 0.7874 | Full | 0 | Other |  | 0.059055 | 0 | 25 | 0.013 | 0.5 | FIXED | 55 | PI8008-974 | 0 | 0 | 0 | 0 | 0 | 0 | 0 | 0 | 0 | 0 | 0 | [11 empty] | 61.98
PI8008-912.1 |  |  | 0 | 0.059055 | 0 | 25 | 0.013 | 0 | 4.3914 | 12 | 22.5672 | UNKN | Conduit | 12 | 1 |  | 0 | 107.6391 | 107.6391 | 0.0010764 | Estuary | 0 | FIXED | 53.7161 | PI8008-889 | 0 | 1.5186 | SUBURBS | 0 | 0 | 0 | 1 | Cond | 20 | 32.8084 | 1 | N | 0 |  | CIRC | ROAD | 0.7874 | Full | 0 | Other |  | 0.059055 | 0 | 25 | 0.013 | 0.19 | FIXED | 54.0588 | PI8008-912 | 0 | 0 | 0 | 0 | 0 | 0 | 0 | 0 | 0 | 0 | 0 | [11 empty] | 22.5677
PI801101-48.1 |  |  | 0 | 0.059055 | 0 | 25 | 0.013 | 0 | 2.4425 | 12 | 48.0417 | UNKN | Conduit | 12 | 1 |  | 0 | 107.6391 | 107.6391 | 0.0010764 | Estuary | 0 | FIXED | 61.7743 | PI8011-339 | 0 | 0.46978 | SUBURBS | 0 | 0 | 0 | 1 | Cond | 20 | 32.8084 | 1 | N | 0 |  | CIRC | ROAD | 0.7874 | Full | 0 | Other |  | 0.059055 | 0 | 25 | 0.013 | 0.5 | FIXED | 62 | PI801101-48 | 0 | 0 | 0 | 0 | 0 | 0 | 0 | 0 | 0 | 0 | 0 | [11 empty] | 48.0417
PI900502-762.1 |  |  | 0 | 0.059055 | 0 | 25 | 0.013 | 0 | 1.7595 | 12 | 65.6287 | UNKN | Conduit | 12 | 1 |  | 0 | 107.6391 | 107.6391 | 0.0010764 | Estuary | 0 | FIXED | 65.36 | PI900502-694 | 0 | 0.2438 | SUBURBS | 0 | 0 | 0 | 1 | Cond | 20 | 32.8084 | 1 | N | 0 |  | CIRC | ROAD | 0.7874 | Full | 0 | Other |  | 0.059055 | 0 | 25 | 0.013 | 0.19 | FIXED | 65.52 | PI900502-762 | 0 | 0 | 0 | 0 | 0 | 0 | 0 | 0 | 0 | 0 | 0 | [11 empty] | 68.1306
PI9002-771.1 |  |  | 0 | 0.059055 | 0 | 25 | 0.013 | 0 | 3.0117 | 12 | 40.2623 | UNKN | Conduit | 12 | 1 |  | 0 | 107.6391 | 107.6391 | 0.0010764 | Estuary | 0 | FIXED | 53.7124 | PI9002-731 | 0 | 0.71428 | SUBURBS | 0 | 0 | 0 | 1 | Cond | 20 | 32.8084 | 1 | N | 0 |  | CIRC | ROAD | 0.7874 | Full | 0 | Other |  | 0.059055 | 0 | 25 | 0.013 | 0.5 | FIXED | 54 | PI9002-771 | 0 | 0 | 0 | 0 | 0 | 0 | 0 | 0 | 0 | 0 | 0 | [11 empty] | 40.2623
PI9003-11.1 |  |  | 0 | 0.059055 | 0 | 25 | 0.013 | 0 | 1.8718 | 12 | 10.8732 | UNKN | Conduit | 12 | 1 |  | 0 | 107.6391 | 107.6391 | 0.0010764 | Estuary | 0 | FIXED | 53.23 | PI9000-4521 | 0 | 0.27591 | SUBURBS | 0 | 0 | 0 | 1 | Cond | 20 | 32.8084 | 1 | N | 0 |  | CIRC | ROAD | 0.7874 | Full | 0 | Other |  | 0.059055 | 0 | 25 | 0.013 | 0.5 | FIXED | 53.26 | PI9003-11 | 0 | 0 | 0 | 0 | 0 | 0 | 0 | 0 | 0 | 0 | 0 | [11 empty] | 10.8736
PI7803-1524.1 |  |  | 0 | 0.059055 | 0 | 25 | 0.013 | 0 | 1.6875 | 12 | 845.759 | UNKN | Conduit | 12 | 1 |  | 0 | 107.6391 | 107.6391 | 0.0010764 | Estuary | 0 | FIXED | 29.207 | PI7803-1248 | 0 | 0.22423 | SUBURBS | 0 | 0 | 0 | 1 | Cond | 20 | 32.8084 | 1 | N | 0 |  | CIRC | ROAD | 0.7874 | Full | 0 | Other |  | 0.059055 | 0 | 25 | 0.013 | 0.17 | FIXED | 31.1035 | PI7803-1524 | 0 | 0 | 0 | 0 | 0 | 0 | 0 | 0 | 0 | 0 | 0 | [11 empty] | 276.4611
PI7804-1288.1 |  |  | 0 | 0.059055 | 0 | 25 | 0.013 | 0 | 2.3234 | 12 | 534.6154 | UNKN | Conduit | 12 | 1 |  | 0 | 107.6391 | 107.6391 | 0.0010764 | Estuary | 0 | FIXED | 31.6684 | PI7804-754 | 0 | 0.42509 | SUBURBS | 0 | 0 | 0 | 1 | Cond | 20 | 32.8084 | 1 | N | 0 |  | CIRC | ROAD | 0.7874 | Full | 0 | Other |  | 0.059055 | 0 | 25 | 0.013 | 0.5 | FIXED | 33.941 | PI7804-1288 | 0 | 0 | 0 | 0 | 0 | 0 | 0 | 0 | 0 | 0 | 0 | [11 empty] | 534.6135
PI7809-341.1 |  |  | 0 | 0.059055 | 0 | 25 | 0.013 | 0 | 1.7991 | 12 | 330.0615 | UNKN | Conduit | 12 | 1 |  | 0 | 107.6391 | 107.6391 | 0.0010764 | Estuary | 0 | FIXED | 36.7888 | PI7809-11 | 0 | 0.25487 | SUBURBS | 0 | 0 | 0 | 1 | Cond | 20 | 32.8084 | 1 | N | 0 |  | CIRC | ROAD | 0.7874 | Full | 0 | Other |  | 0.059055 | 0 | 25 | 0.013 | 0.17 | FIXED | 37.63 | PI7809-341 | 0 | 0 | 0 | 0 | 0 | 0 | 0 | 0 | 0 | 0 | 0 | [11 empty] | 330.0603
PI7715-1154.1 |  |  | 0 | 0.059055 | 0 | 25 | 0.013 | 0 | 1.6752 | 12 | 543 | UNKN | Conduit | 12 | 1 |  | 0 | 107.6391 | 107.6391 | 0.0010764 | Estuary | 0 | FIXED | 48.81 | PI7715-609 | 0 | 0.22099 | SUBURBS | 0 | 0 | 0 | 1 | Cond | 20 | 32.8084 | 1 | N | 0 |  | CIRC | ROAD | 0.7874 | Full | 0 | Other |  | 0.059055 | 0 | 25 | 0.013 | 0.5 | FIXED | 50.01 | PI7715-1154 | 0 | 0 | 0 | 0 | 0 | 0 | 0 | 0 | 0 | 0 | 0 | [11 empty] | 545.0372
PI7803-928.1 |  |  | 0 | 0.059055 | 0 | 25 | 0.013 | 0 | 1.6875 | 12 | 249.9846 | UNKN | Conduit | 12 | 1 |  | 0 | 107.6391 | 107.6391 | 0.0010764 | Estuary | 0 | FIXED | 26.75 | PI7803-678 | 0 | 0.22423 | SUBURBS | 0 | 0 | 0 | 1 | Cond | 20 | 32.8084 | 1 | N | 0 |  | CIRC | ROAD | 0.7874 | Full | 0 | Other |  | 0.059055 | 0 | 25 | 0.013 | 0.17 | FIXED | 27.3106 | PI7803-928 | 0 | 0 | 0 | 0 | 0 | 0 | 0 | 0 | 0 | 0 | 0 | [11 empty] | 249.9845
PI7809-396.1 |  |  | 0 | 0.059055 | 0 | 25 | 0.013 | 0 | 1.7991 | 12 | 54.9293 | UNKN | Conduit | 12 | 1 |  | 0 | 107.6391 | 107.6391 | 0.0010764 | Estuary | 0 | FIXED | 37.63 | PI7809-341 | 0 | 0.25487 | SUBURBS | 0 | 0 | 0 | 1 | Cond | 20 | 32.8084 | 1 | N | 0 |  | CIRC | ROAD | 0.7874 | Full | 0 | Other |  | 0.059055 | 0 | 25 | 0.013 | 0.17 | FIXED | 37.77 | PI7809-396 | 0 | 0 | 0 | 0 | 0 | 0 | 0 | 0 | 0 | 0 | 0 | [11 empty] | 54.9289
PI7809-649.1 |  |  | 0 | 0.059055 | 0 | 25 | 0.013 | 0 | 3.0986 | 12 | 252.6259 | UNKN | Conduit | 12 | 1 |  | 0 | 107.6391 | 107.6391 | 0.0010764 | Estuary | 0 | FIXED | 37.77 | PI7809-396 | 0 | 0.75606 | SUBURBS | 0 | 0 | 0 | 1 | Cond | 20 | 32.8084 | 1 | N | 0 |  | CIRC | ROAD | 0.7874 | Full | 0 | Other |  | 0.059055 | 0 | 25 | 0.013 | 0.25 | FIXED | 39.68 | PI7809-649 | 0 | 0 | 0 | 0 | 0 | 0 | 0 | 0 | 0 | 0 | 0 | [11 empty] | 252.622
PI7700-11022.1 |  |  | 0 | 0.059055 | 0 | 25 | 0.013 | 0 | 1.7846 | 12 | 338.9253 | UNKN | Conduit | 12 | 1 |  | 0 | 107.6391 | 107.6391 | 0.0010764 | Estuary | 0 | FIXED | 59.79 | PI7700-10687 | 0 | 0.25079 | SUBURBS | 0 | 0 | 0 | 1 | Cond | 20 | 32.8084 | 1 | N | 0 |  | CIRC | ROAD | 0.7874 | Full | 0 | Other |  | 0.059055 | 0 | 25 | 0.013 | 0.72 | FIXED | 60.64 | PI7700-11022 | 0 | 0 | 0 | 0 | 0 | 0 | 0 | 0 | 0 | 0 | 0 | [11 empty] | 334.5916
PI8011-339.1 |  |  | 0 | 0.059055 | 0 | 25 | 0.013 | 0 | 2.4425 | 12 | 304.3631 | UNKN | Conduit | 12 | 1 |  | 0 | 107.6391 | 107.6391 | 0.0010764 | Estuary | 0 | FIXED | 57.9249 | PI8011-35 | 0 | 0.46978 | SUBURBS | 0 | 0 | 0 | 1 | Cond | 20 | 32.8084 | 1 | N | 0 |  | CIRC | ROAD | 0.7874 | Full | 0 | Other |  | 0.059055 | 0 | 25 | 0.013 | 0.62 | FIXED | 59.3547 | PI8011-339 | 0 | 0 | 0 | 0 | 0 | 0 | 0 | 0 | 0 | 0 | 0 | [11 empty] | 304.3623
PI9002-731.1 |  |  | 0 | 0.059055 | 0 | 25 | 0.013 | 0 | 3.0117 | 12 | 282.9083 | UNKN | Conduit | 12 | 1 |  | 0 | 107.6391 | 107.6391 | 0.0010764 | Estuary | 0 | FIXED | 51.6917 | PI9002-448 | 0 | 0.71428 | SUBURBS | 0 | 0 | 0 | 1 | Cond | 20 | 32.8084 | 1 | N | 0 |  | CIRC | ROAD | 0.7874 | Full | 0 | Other |  | 0.059055 | 0 | 25 | 0.013 | 0.17 | FIXED | 53.7124 | PI9002-731 | 0 | 0 | 0 | 0 | 0 | 0 | 0 | 0 | 0 | 0 | 0 | [11 empty] | 282.9073
PI7821-11.1 |  |  | 0 | 0.059055 | 0 | 25 | 0.013 | 0 | 10.3681 | 12 | 11.4102 | UNKN | Conduit | 12 | 1 |  | 0 | 107.6391 | 107.6391 | 0.0010764 | Estuary | 0 | FIXED | 48.0341 | PI7800-10303 | 0 | 8.4652 | SUBURBS | 0 | 0 | 0 | 1 | Cond | 20 | 32.8084 | 1 | N | 0 |  | CIRC | ROAD | 0.7874 | Full | 0 | Other |  | 0.059055 | 0 | 25 | 0.013 | 0.5 | FIXED | 49 | PI7821-11 | 0 | 0 | 0 | 0 | 0 | 0 | 0 | 0 | 0 | 0 | 0 | [11 empty] | 11.4099
PI7800-11095.1 |  |  | 0 | 0.059055 | 0 | 25 | 0.013 | 0 | 1.0943 | 12 | 97.7163 | UNKN | Conduit | 12 | 1 |  | 0 | 107.6391 | 107.6391 | 0.0010764 | Estuary | 0 | FIXED | 50.0079 | PI7800-10997 | 0 | 0.094302 | SUBURBS | 0 | 0 | 0 | 1 | Cond | 20 | 32.8084 | 1 | N | 0 |  | CIRC | ROAD | 0.7874 | Full | 0 | Other |  | 0.059055 | 0 | 25 | 0.013 | 0.33 | FIXED | 50.1 | PI7800-11095 | 0 | 0 | 0 | 0 | 0 | 0 | 0 | 0 | 0 | 0 | 0 | [11 empty] | 97.7158
PI7800-12051.1 |  |  | 0 | 0.059055 | 0 | 25 | 0.013 | 0 | 1.8993 | 12 | 68.7091 | UNKN | Conduit | 12 | 1 |  | 0 | 107.6391 | 107.6391 | 0.0010764 | Estuary | 0 | FIXED | 52.8048 | PI7800-11982 | 0 | 0.28408 | SUBURBS | 0 | 0 | 0 | 1 | Cond | 20 | 32.8084 | 1 | N | 0 |  | CIRC | ROAD | 0.7874 | Full | 0 | Other |  | 0.059055 | 0 | 25 | 0.013 | 0.5 | FIXED | 53 | PI7800-12051 | 0 | 0 | 0 | 0 | 0 | 0 | 0 | 0 | 0 | 0 | 0 | [11 empty] | 68.7085
PI1504-48.1 |  |  | 0 | 0.059055 | 0 | 25 | 0.013 | 0 | 5.261 | 18 | 47.8541 | UNKN | Conduit | 18 | 1 |  | 0 | 107.6391 | 107.6391 | 0.0010764 | Estuary | 0 | FIXED | 49.86 | PI1500-4902 | 0 | 0.25076 | SUBURBS | 0 | 0 | 0 | 1 | Cond | 20 | 32.8084 | 1 | N | 0 |  | CIRC | ROAD | 0.7874 | Full | 0 | Other |  | 0.059055 | 0 | 25 | 0.013 | 0.47 | FIXED | 49.98 | PI1504-48 | 0 | 0 | 0 | 0 | 0 | 0 | 0 | 0 | 0 | 0 | 0 | [11 empty] | 47.8542
PI1501-3424.1 |  |  | 0 | 0.059055 | 0 | 25 | 0.013 | 0 | 1.9424 | 12 | 80.174 | UNKN | Conduit | 12 | 1 |  | 0 | 107.6391 | 107.6391 | 0.0010764 | Estuary | 0 | FIXED | 41.7618 | PI1501-3344 | 0 | 0.29711 | SUBURBS | 0 | 0 | 0 | 1 | Cond | 20 | 32.8084 | 1 | N | 0 |  | CIRC | ROAD | 0.7874 | Full | 0 | Other |  | 0.059055 | 0 | 25 | 0.013 | 0.5 | FIXED | 42 | PI1501-3424 | 0 | 0 | 0 | 0 | 0 | 0 | 0 | 0 | 0 | 0 | 0 | [11 empty] | 80.1737
PI150102-46.1 |  |  | 0 | 0.059055 | 0 | 25 | 0.013 | 0 | 0.60127 | 12 | 46.1053 | UNKN | Conduit | 12 | 1 |  | 0 | 107.6391 | 107.6391 | 0.0010764 | Estuary | 0 | FIXED | 39.4869 | PI150101-2216 | 0 | 0.028469 | SUBURBS | 0 | 0 | 0 | 1 | Cond | 20 | 32.8084 | 1 | N | 0 |  | CIRC | ROAD | 0.7874 | Full | 0 | Other |  | 0.059055 | 0 | 25 | 0.013 | 0.17 | FIXED | 39.5 | PI150102-46 | 0 | 0 | 0 | 0 | 0 | 0 | 0 | 0 | 0 | 0 | 0 | [11 empty] | 46.1055
PI150103-37.1 |  |  | 0 | 0.059055 | 0 | 25 | 0.013 | 0 | 3.2071 | 12 | 37.0395 | UNKN | Conduit | 12 | 1 |  | 0 | 107.6391 | 107.6391 | 0.0010764 | Estuary | 0 | FIXED | 38.7 | PI150101-1944 | 0 | 0.80995 | SUBURBS | 0 | 0 | 0 | 1 | Cond | 20 | 32.8084 | 1 | N | 0 |  | CIRC | ROAD | 0.7874 | Full | 0 | Other |  | 0.059055 | 0 | 25 | 0.013 | 0.75 | FIXED | 39 | PI150103-37 | 0 | 0 | 0 | 0 | 0 | 0 | 0 | 0 | 0 | 0 | 0 | [11 empty] | 37.0392
PI150104-39.1 |  |  | 0 | 0.059055 | 0 | 25 | 0.013 | 0 | 1.7987 | 12 | 39.2501 | UNKN | Conduit | 12 | 1 |  | 0 | 107.6391 | 107.6391 | 0.0010764 | Estuary | 0 | FIXED | 38.11 | PI150101-1656 | 0 | 0.25478 | SUBURBS | 0 | 0 | 0 | 1 | Cond | 20 | 32.8084 | 1 | N | 0 |  | CIRC | ROAD | 0.7874 | Full | 0 | Other |  | 0.059055 | 0 | 25 | 0.013 | 0.17 | FIXED | 38.21 | PI150104-39 | 0 | 0 | 0 | 0 | 0 | 0 | 0 | 0 | 0 | 0 | 0 | [11 empty] | 39.2492
PI150105-39.1 |  |  | 0 | 0.059055 | 0 | 25 | 0.013 | 0 | 0.57229 | 12 | 38.7741 | UNKN | Conduit | 12 | 1 |  | 0 | 107.6391 | 107.6391 | 0.0010764 | Estuary | 0 | FIXED | 38.11 | PI150101-1656 | 0 | 0.02579 | SUBURBS | 0 | 0 | 0 | 1 | Cond | 20 | 32.8084 | 1 | N | 0 |  | CIRC | ROAD | 0.7874 | Full | 0 | Other |  | 0.059055 | 0 | 25 | 0.013 | 0.5 | FIXED | 38.12 | PI150105-39 | 0 | 0 | 0 | 0 | 0 | 0 | 0 | 0 | 0 | 0 | 0 | [11 empty] | 38.7746
PI8605-33.1 |  |  | 0 | 0.059055 | 0 | 25 | 0.013 | 0 | 2.4577 | 12 | 33.1544 | UNKN | Conduit | 12 | 1 |  | 0 | 107.6391 | 107.6391 | 0.0010764 | Estuary | 0 | FIXED | 35.8423 | PI8600-1611 | 0 | 0.47566 | SUBURBS | 0 | 0 | 0 | 1 | Cond | 20 | 32.8084 | 1 | N | 0 |  | CIRC | ROAD | 0.7874 | Full | 0 | Other |  | 0.059055 | 0 | 25 | 0.013 | 0.5 | FIXED | 36 | PI8605-33 | 0 | 0 | 0 | 0 | 0 | 0 | 0 | 0 | 0 | 0 | 0 | [11 empty] | 33.155
PI0800-16209.1 |  |  | 0 | 0.059055 | 0 | 25 | 0.013 | 0 | 1.8094 | 12 | 54.305 | UNKN | Conduit | 12 | 1 |  | 0 | 107.6391 | 107.6391 | 0.0010764 | Estuary | 0 | FIXED | 39.38 | PI0800-16154 | 0 | 0.2578 | SUBURBS | 0 | 0 | 0 | 1 | Cond | 20 | 32.8084 | 1 | N | 0 |  | CIRC | ROAD | 0.7874 | Full | 0 | Other |  | 0.059055 | 0 | 25 | 0.013 | 0.22 | FIXED | 39.52 | PI0800-16209 | 0 | 0 | 0 | 0 | 0 | 0 | 0 | 0 | 0 | 0 | 0 | [11 empty] | 54.3049
PI0800-16221.1 |  |  | 0 | 0.059055 | 0 | 25 | 0.013 | 0 | 1.7894 | 12 | 11.8983 | UNKN | Conduit | 12 | 1 |  | 0 | 107.6391 | 107.6391 | 0.0010764 | Estuary | 0 | FIXED | 39.52 | PI0800-16209 | 0 | 0.25214 | SUBURBS | 0 | 0 | 0 | 1 | Cond | 20 | 32.8084 | 1 | N | 0 |  | CIRC | ROAD | 0.7874 | Full | 0 | Other |  | 0.059055 | 0 | 25 | 0.013 | 0.5 | FIXED | 39.55 | PI0800-16221 | 0 | 0 | 0 | 0 | 0 | 0 | 0 | 0 | 0 | 0 | 0 | [11 empty] | 11.8987
PI7815-492.1 |  |  | 0 | 0.059055 | 0 | 25 | 0.013 | 0 | 5.278 | 12 | 29.1684 | UNKN | Conduit | 12 | 1 |  | 0 | 107.6391 | 107.6391 | 0.0010764 | Estuary | 0 | FIXED | 44.3601 | PI7815-463 | 0 | 2.1937 | SUBURBS | 0 | 0 | 0 | 1 | Cond | 20 | 32.8084 | 1 | N | 0 |  | CIRC | ROAD | 0.7874 | Full | 0 | Other |  | 0.059055 | 0 | 25 | 0.013 | 0.5 | FIXED | 45 | PI7815-492 | 0 | 0 | 0 | 0 | 0 | 0 | 0 | 0 | 0 | 0 | 0 | [11 empty] | 29.1685
PI7814-53.1 |  |  | 0 | 0.059055 | 0 | 25 | 0.013 | 0 | 4.3666 | 12 | 53.282 | UNKN | Conduit | 12 | 1 |  | 0 | 107.6391 | 107.6391 | 0.0010764 | Estuary | 0 | FIXED | 43.2 | PI7800-8622 | 0 | 1.5014 | SUBURBS | 0 | 0 | 0 | 1 | Cond | 20 | 32.8084 | 1 | N | 0 |  | CIRC | ROAD | 0.7874 | Full | 0 | Other |  | 0.059055 | 0 | 25 | 0.013 | 0.5 | FIXED | 44 | PI7814-53 | 0 | 0 | 0 | 0 | 0 | 0 | 0 | 0 | 0 | 0 | 0 | [11 empty] | 53.2814
PI7817-45.1 |  |  | 0 | 0.059055 | 0 | 25 | 0.013 | 0 | 4.2717 | 12 | 44.5302 | UNKN | Conduit | 12 | 1 |  | 0 | 107.6391 | 107.6391 | 0.0010764 | Estuary | 0 | FIXED | 44.3601 | PI7800-8992 | 0 | 1.4369 | SUBURBS | 0 | 0 | 0 | 1 | Cond | 20 | 32.8084 | 1 | N | 0 |  | CIRC | ROAD | 0.7874 | Full | 0 | Other |  | 0.059055 | 0 | 25 | 0.013 | 0.5 | FIXED | 45 | PI7817-45 | 0 | 0 | 0 | 0 | 0 | 0 | 0 | 0 | 0 | 0 | 0 | [11 empty] | 44.5297
PI7816-64.1 |  |  | 0 | 0.059055 | 0 | 25 | 0.013 | 0 | 3.5542 | 12 | 64.3238 | UNKN | Conduit | 12 | 1 |  | 0 | 107.6391 | 107.6391 | 0.0010764 | Estuary | 0 | FIXED | 44.3601 | PI7800-8992 | 0 | 0.99475 | SUBURBS | 0 | 0 | 0 | 1 | Cond | 20 | 32.8084 | 1 | N | 0 |  | CIRC | ROAD | 0.7874 | Full | 0 | Other |  | 0.059055 | 0 | 25 | 0.013 | 0.5 | FIXED | 45 | PI7816-64 | 0 | 0 | 0 | 0 | 0 | 0 | 0 | 0 | 0 | 0 | 0 | [11 empty] | 64.3236
PI7820-23.1 |  |  | 0 | 0.059055 | 0 | 25 | 0.013 | 0 | 5.9567 | 12 | 22.9003 | UNKN | Conduit | 12 | 1 |  | 0 | 107.6391 | 107.6391 | 0.0010764 | Estuary | 0 | FIXED | 44.3601 | PI7800-8992 | 0 | 2.7941 | SUBURBS | 0 | 0 | 0 | 1 | Cond | 20 | 32.8084 | 1 | N | 0 |  | CIRC | ROAD | 0.7874 | Full | 0 | Other |  | 0.059055 | 0 | 25 | 0.013 | 0.5 | FIXED | 45 | PI7820-23 | 0 | 0 | 0 | 0 | 0 | 0 | 0 | 0 | 0 | 0 | 0 | [11 empty] | 22.9006
PI790103-91.1 |  |  | 0 | 0.059055 | 0 | 25 | 0.013 | 0 | 6.1899 | 12 | 59.3387 | UNKN | Conduit | 12 | 1 |  | 0 | 107.6391 | 107.6391 | 0.0010764 | Estuary | 0 | FIXED | 43.2097 | PI790103-32 | 0 | 3.0171 | SUBURBS | 0 | 0 | 0 | 1 | Cond | 20 | 32.8084 | 1 | N | 0 |  | CIRC | ROAD | 0.7874 | Full | 0 | Other |  | 0.059055 | 0 | 25 | 0.013 | 0.35 | FIXED | 45 | PI790103-91 | 0 | 0 | 0 | 0 | 0 | 0 | 0 | 0 | 0 | 0 | 0 | [11 empty] | 59.3391
PI790103-32.1 |  |  | 0 | 0.059055 | 0 | 25 | 0.013 | 0 | 6.1899 | 12 | 31.8076 | UNKN | Conduit | 12 | 1 |  | 0 | 107.6391 | 107.6391 | 0.0010764 | Estuary | 0 | FIXED | 42.25 | PI7901-778 | 0 | 3.0171 | SUBURBS | 0 | 0 | 0 | 1 | Cond | 20 | 32.8084 | 1 | N | 0 |  | CIRC | ROAD | 0.7874 | Full | 0 | Other |  | 0.059055 | 0 | 25 | 0.013 | 0.5 | FIXED | 43.2097 | PI790103-32 | 0 | 0 | 0 | 0 | 0 | 0 | 0 | 0 | 0 | 0 | 0 | [11 empty] | 31.8082
PI1500-7383.1 |  |  | 0 | 0.059055 | 0 | 25 | 0.013 | 0 | 1.8741 | 12 | 18.0775 | UNKN | Conduit | 12 | 1 |  | 0 | 107.6391 | 107.6391 | 0.0010764 | Estuary | 0 | FIXED | 53.32 | PI1500-7365 | 0 | 0.27659 | SUBURBS | 0 | 0 | 0 | 1 | Cond | 20 | 32.8084 | 1 | N | 0 |  | CIRC | ROAD | 0.7874 | Full | 0 | Other |  | 0.059055 | 0 | 25 | 0.013 | 0.5 | FIXED | 53.37 | PI1500-7383 | 0 | 0 | 0 | 0 | 0 | 0 | 0 | 0 | 0 | 0 | 0 | [11 empty] | 18.0768
PI9600-5639.1 |  |  | 0 | 0.059055 | 0 | 25 | 0.013 | 0 | 1.782 | 12 | 371.9193 | UNKN | Conduit | 12 | 1 |  | 0 | 107.6391 | 107.6391 | 0.0010764 | Estuary | 0 | FIXED | 99.74 | PI9600-5267 | 0 | 0.25005 | SUBURBS | 0 | 0 | 0 | 1 | Cond | 20 | 32.8084 | 1 | N | 0 |  | CIRC | ROAD | 0.7874 | Full | 0 | Other |  | 0.059055 | 0 | 25 | 0.013 | 0.5 | FIXED | 100.67 | PI9600-5639 | 0 | 0 | 0 | 0 | 0 | 0 | 0 | 0 | 0 | 0 | 0 | [11 empty] | 371.9188
PI6700-537.1 |  |  | 0 | 0.059055 | 0 | 25 | 0.013 | 0 | -2.7675 | 12 | 34.8174 | UNKN | Conduit | 12 | 1 |  | 0 | 107.6391 | 107.6391 | 0.0010764 | Estuary | 0 | FIXED | 14.41 | PI6603-54 | 0 | -0.60315 | SUBURBS | 0 | 0 | 0 | 1 | Cond | 20 | 32.8084 | 1 | N | 0 |  | CIRC | ROAD | 0.7874 | Full | 0 | Other |  | 0.059055 | 0 | 25 | 0.013 | 0.58 | FIXED | 14.2 | PI6700-537 | 0 | 0 | 0 | 0 | 0 | 0 | 0 | 0 | 0 | 0 | 0 | [11 empty] | 34.8176
PI6700-580.1 |  |  | 0 | 0.059055 | 0 | 25 | 0.013 | 0 | 3.1276 | 12 | 43.1144 | UNKN | Conduit | 12 | 1 |  | 0 | 107.6391 | 107.6391 | 0.0010764 | Estuary | 0 | FIXED | 14.2 | PI6700-537 | 0 | 0.77027 | SUBURBS | 0 | 0 | 0 | 1 | Cond | 20 | 32.8084 | 1 | N | 0 |  | CIRC | ROAD | 0.7874 | Full | 0 | Other |  | 0.059055 | 0 | 25 | 0.013 | 0.54 | FIXED | 14.5321 | PI6700-580 | 0 | 0 | 0 | 0 | 0 | 0 | 0 | 0 | 0 | 0 | 0 | [11 empty] | 43.1143
PI6700-609.1 |  |  | 0 | 0.059055 | 0 | 25 | 0.013 | 0 | 3.1276 | 12 | 29.4292 | UNKN | Conduit | 12 | 1 |  | 0 | 107.6391 | 107.6391 | 0.0010764 | Estuary | 0 | FIXED | 14.5321 | PI6700-580 | 0 | 0.77027 | SUBURBS | 0 | 0 | 0 | 1 | Cond | 20 | 32.8084 | 1 | N | 0 |  | CIRC | ROAD | 0.7874 | Full | 0 | Other |  | 0.059055 | 0 | 25 | 0.013 | 0.54 | FIXED | 14.7588 | PI6700-609 | 0 | 0 | 0 | 0 | 0 | 0 | 0 | 0 | 0 | 0 | 0 | [11 empty] | 29.4287
PI6700-842.1 |  |  | 0 | 0.059055 | 0 | 25 | 0.013 | 0 | 3.1276 | 12 | 32.2066 | UNKN | Conduit | 12 | 1 |  | 0 | 107.6391 | 107.6391 | 0.0010764 | Estuary | 0 | FIXED | 16.304 | PI6700-810 | 0 | 0.77027 | SUBURBS | 0 | 0 | 0 | 1 | Cond | 20 | 32.8084 | 1 | N | 0 |  | CIRC | ROAD | 0.7874 | Full | 0 | Other |  | 0.059055 | 0 | 25 | 0.013 | 0.48 | FIXED | 16.5521 | PI6700-842 | 0 | 0 | 0 | 0 | 0 | 0 | 0 | 0 | 0 | 0 | 0 | [11 empty] | 32.2065
PI6700-810.1 |  |  | 0 | 0.059055 | 0 | 25 | 0.013 | 0 | 3.1276 | 12 | 200.6086 | UNKN | Conduit | 12 | 1 |  | 0 | 107.6391 | 107.6391 | 0.0010764 | Estuary | 0 | FIXED | 14.7588 | PI6700-609 | 0 | 0.77027 | SUBURBS | 0 | 0 | 0 | 1 | Cond | 20 | 32.8084 | 1 | N | 0 |  | CIRC | ROAD | 0.7874 | Full | 0 | Other |  | 0.059055 | 0 | 25 | 0.013 | 0.48 | FIXED | 16.304 | PI6700-810 | 0 | 0 | 0 | 0 | 0 | 0 | 0 | 0 | 0 | 0 | 0 | [11 empty] | 200.6081
PI6700-950.1 |  |  | 0 | 0.059055 | 0 | 25 | 0.013 | 0 | 3.1276 | 12 | 107.3254 | UNKN | Conduit | 12 | 1 |  | 0 | 107.6391 | 107.6391 | 0.0010764 | Estuary | 0 | FIXED | 16.5521 | PI6700-842 | 0 | 0.77027 | SUBURBS | 0 | 0 | 0 | 1 | Cond | 20 | 32.8084 | 1 | N | 0 |  | CIRC | ROAD | 0.7874 | Full | 0 | Other |  | 0.059055 | 0 | 25 | 0.013 | 0.39 | FIXED | 17.3788 | PI6700-950 | 0 | 0 | 0 | 0 | 0 | 0 | 0 | 0 | 0 | 0 | 0 | [11 empty] | 107.3262
PI6700-1185.1 |  |  | 0 | 0.059055 | 0 | 25 | 0.013 | 0 | 1.829 | 12 | 167.0234 | UNKN | Conduit | 12 | 1 |  | 0 | 107.6391 | 107.6391 | 0.0010764 | Estuary | 0 | FIXED | 17.56 | PI6700-1018 | 0 | 0.26344 | SUBURBS | 0 | 0 | 0 | 1 | Cond | 20 | 32.8084 | 1 | N | 0 |  | CIRC | ROAD | 0.7874 | Full | 0 | Other |  | 0.059055 | 0 | 25 | 0.013 | 0.17 | FIXED | 18 | PI6700-1185 | 0 | 0 | 0 | 0 | 0 | 0 | 0 | 0 | 0 | 0 | 0 | [11 empty] | 167.0224
PI6700-1018.1 |  |  | 0 | 0.059055 | 0 | 25 | 0.013 | 0 | 1.829 | 12 | 68.7871 | UNKN | Conduit | 12 | 1 |  | 0 | 107.6391 | 107.6391 | 0.0010764 | Estuary | 0 | FIXED | 17.3788 | PI6700-950 | 0 | 0.26344 | SUBURBS | 0 | 0 | 0 | 1 | Cond | 20 | 32.8084 | 1 | N | 0 |  | CIRC | ROAD | 0.7874 | Full | 0 | Other |  | 0.059055 | 0 | 25 | 0.013 | 0.39 | FIXED | 17.56 | PI6700-1018 | 0 | 0 | 0 | 0 | 0 | 0 | 0 | 0 | 0 | 0 | 0 | [11 empty] | 68.7871
PI6700-1398.1 |  |  | 0 | 0.059055 | 0 | 25 | 0.013 | 0 | 3.755 | 12 | 45.0313 | UNKN | Conduit | 12 | 1 |  | 0 | 107.6391 | 107.6391 | 0.0010764 | Estuary | 0 | FIXED | 17 | PI6700-1353 | 0 | 1.1103 | SUBURBS | 0 | 0 | 0 | 1 | Cond | 20 | 32.8084 | 1 | N | 0 |  | CIRC | ROAD | 0.7874 | Full | 0 | Other |  | 0.059055 | 0 | 25 | 0.013 | 0.25 | FIXED | 17.5 | PI6700-1398 | 0 | 0 | 0 | 0 | 0 | 0 | 0 | 0 | 0 | 0 | 0 | [11 empty] | 45.0305
PI6700-249.1 |  |  | 0 | 0.059055 | 0 | 25 | 0.013 | 0 | 6.4679 | 12 | 219.7726 | UNKN | Conduit | 12 | 1 |  | 0 | 107.6391 | 107.6391 | 0.0010764 | Estuary | 0 | FIXED | 6.54 | PI6700-29 | 0 | 3.2943 | SUBURBS | 0 | 0 | 0 | 1 | Cond | 20 | 32.8084 | 1 | N | 0 |  | CIRC | ROAD | 0.7874 | Full | 0 | Other |  | 0.059055 | 0 | 25 | 0.013 | 0.17 | FIXED | 13.78 | PI6700-249 | 0 | 0 | 0 | 0 | 0 | 0 | 0 | 0 | 0 | 0 | 0 | [11 empty] | 219.7718
PI6603-54.1 |  |  | 0 | 0.059055 | 0 | 25 | 0.013 | 0 | 1.7772 | 12 | 253.2874 | UNKN | Conduit | 12 | 1 |  | 0 | 107.6391 | 107.6391 | 0.0010764 | Estuary | 0 | FIXED | 13.78 | PI6700-249 | 0 | 0.24873 | SUBURBS | 0 | 0 | 0 | 1 | Cond | 20 | 32.8084 | 1 | N | 0 |  | CIRC | ROAD | 0.7874 | Full | 0 | Other |  | 0.059055 | 0 | 25 | 0.013 | 0.17 | FIXED | 14.41 | PI6603-54 | 0 | 0 | 0 | 0 | 0 | 0 | 0 | 0 | 0 | 0 | 0 | [11 empty] | 253.2876
PI6603-54.2 |  |  | 0 | 0.059055 | 0 | 25 | 0.013 | 0 | 1.7526 | 12 | 53.7467 | UNKN | Conduit | 12 | 1 |  | 0 | 107.6391 | 107.6391 | 0.0010764 | Estuary | 0 | FIXED | 7.68 | PI6600-979 | 0 | 0.24188 | SUBURBS | 0 | 0 | 0 | 2 | Cond | 20 | 32.8084 | 1 | N | 0 |  | CIRC | ROAD | 0.7874 | Full | 0 | Other |  | 0.059055 | 0 | 25 | 0.013 | 0.5 | FIXED | 7.81 | PI6603-54 | 0 | 0 | 0 | 0 | 0 | 0 | 0 | 0 | 0 | 0 | 0 | [11 empty] | 53.7467
PI6900-4393.1 |  |  | 0 | 0.059055 | 0 | 25 | 0.013 | 0 | 11.325 | 24 | 67.8525 | UNKN | Conduit | 24 | 1 |  | 0 | 107.6391 | 107.6391 | 0.0010764 | Estuary | 0 | FIXED | 17.04 | PI6900-4326 | 0 | 0.25054 | SUBURBS | 0 | 0 | 0 | 1 | Cond | 20 | 32.8084 | 1 | N | 0 |  | CIRC | ROAD | 0.7874 | Full | 0 | Other |  | 0.059055 | 0 | 25 | 0.013 | 0.17 | FIXED | 17.21 | PI6900-4393 | 0 | 0 | 0 | 0 | 0 | 0 | 0 | 0 | 0 | 0 | 0 | [11 empty] | 67.8523
PI0804-109.1 |  |  | 0 | 0.059055 | 0 | 25 | 0.013 | 0 | 1.7737 | 12 | 108.9918 | UNKN | Conduit | 12 | 1 |  | 0 | 107.6391 | 107.6391 | 0.0010764 | Estuary | 0 | FIXED | 13.79 | PI0800-6424 | 0 | 0.24772 | SUBURBS | 0 | 0 | 0 | 1 | Cond | 20 | 32.8084 | 1 | N | 0 |  | CIRC | ROAD | 0.7874 | Full | 0 | Other |  | 0.059055 | 0 | 25 | 0.013 | 0.27 | FIXED | 14.06 | PI0804-109 | 0 | 0 | 0 | 0 | 0 | 0 | 0 | 0 | 0 | 0 | 0 | [11 empty] | 108.9923
PI0804-126.1 |  |  | 0 | 0.059055 | 0 | 25 | 0.013 | 0 | 1.7509 | 12 | 16.5698 | UNKN | Conduit | 12 | 1 |  | 0 | 107.6391 | 107.6391 | 0.0010764 | Estuary | 0 | FIXED | 14.06 | PI0804-109 | 0 | 0.2414 | SUBURBS | 0 | 0 | 0 | 1 | Cond | 20 | 32.8084 | 1 | N | 0 |  | CIRC | ROAD | 0.7874 | Full | 0 | Other |  | 0.059055 | 0 | 25 | 0.013 | 0.5 | FIXED | 14.1 | PI0804-126 | 0 | 0 | 0 | 0 | 0 | 0 | 0 | 0 | 0 | 0 | 0 | [11 empty] | 16.5691
PI2800-245.1 |  |  | 0 | 0.059055 | 0 | 25 | 0.013 | 0 | 4.2545 | 12 | 244.845 | UNKN | Conduit | 12 | 1 |  | 0 | 107.6391 | 107.6391 | 0.0010764 | Estuary | 1 | FIXED | 44.51 | CC0300-3128 | 0 | 1.4254 | SUBURBS | 0 | 0 | 0 | 1 | Cond | 20 | 32.8084 | 1 | N | 0 |  | CIRC | ROAD | 0.7874 | Full | 0 | Other |  | 0.059055 | 0 | 25 | 0.013 | 0.5 | FIXED | 48 | PI2800-245 | 0 | 0 | 0 | 0 | 0 | 0 | 0 | 0 | 0 | 0 | 0 | [11 empty] | 244.845
PI3000-106.1 |  |  | 0 | 0.059055 | 0 | 25 | 0.013 | 0 | 11.2265 | 24 | 105.6039 | UNKN | Conduit | 24 | 1 |  | 0 | 107.6391 | 107.6391 | 0.0010764 | Estuary | 1 | FIXED | 43.8 | CC0300-3496 | 0 | 0.2462 | SUBURBS | 0 | 0 | 0 | 1 | Cond | 20 | 32.8084 | 1 | N | 0 |  | CIRC | ROAD | 0.7874 | Full | 0 | Other |  | 0.059055 | 0 | 25 | 0.013 | 0.4 | FIXED | 44.06 | PI3000-106 | 0 | 0 | 0 | 0 | 0 | 0 | 0 | 0 | 0 | 0 | 0 | [11 empty] | 105.6038
PI3000-156.1 |  |  | 0 | 0.059055 | 0 | 25 | 0.013 | 0 | 11.4534 | 24 | 50.7304 | UNKN | Conduit | 24 | 1 |  | 0 | 107.6391 | 107.6391 | 0.0010764 | Estuary | 0 | FIXED | 44.06 | PI3000-106 | 0 | 0.25626 | SUBURBS | 0 | 0 | 0 | 1 | Cond | 20 | 32.8084 | 1 | N | 0 |  | CIRC | ROAD | 0.7874 | Full | 0 | Other |  | 0.059055 | 0 | 25 | 0.013 | 0.4 | FIXED | 44.19 | PI3000-156 | 0 | 0 | 0 | 0 | 0 | 0 | 0 | 0 | 0 | 0 | 0 | [11 empty] | 50.7303
PI3400-116.1 |  |  | 0 | 0.059055 | 0 | 25 | 0.013 | 0 | 4.7466 | 18 | 52.9174 | UNKN | Conduit | 18 | 1 |  | 0 | 107.6391 | 107.6391 | 0.0010764 | Estuary | 0 | FIXED | 57.6282 | PI3400-63 | 0 | 0.20412 | SUBURBS | 0 | 0 | 0 | 1 | Cond | 20 | 32.8084 | 1 | N | 0 |  | CIRC | ROAD | 0.7874 | Full | 0 | Other |  | 0.059055 | 0 | 25 | 0.013 | 0.75 | FIXED | 57.7362 | PI3400-116 | 0 | 0 | 0 | 0 | 0 | 0 | 0 | 0 | 0 | 0 | 0 | [11 empty] | 52.9172
PI1400-2238.1 |  |  | 0 | 0.059055 | 0 | 25 | 0.013 | 0 | 1.7773 | 12 | 25.9298 | UNKN | Conduit | 12 | 1 |  | 0 | 107.6391 | 107.6391 | 0.0010764 | Estuary | 0 | FIXED | 33.1855 | PI1400-2212 | 0 | 0.24876 | SUBURBS | 0 | 0 | 0 | 1 | Cond | 20 | 32.8084 | 1 | N | 0 |  | CIRC | ROAD | 0.7874 | Full | 0 | Other |  | 0.059055 | 0 | 25 | 0.013 | 0.17 | FIXED | 33.25 | PI1400-2238 | 0 | 0 | 0 | 0 | 0 | 0 | 0 | 0 | 0 | 0 | 0 | [11 empty] | 25.9304
PI1400-2492.1 |  |  | 0 | 0.059055 | 0 | 25 | 0.013 | 0 | 2.2356 | 12 | 254.0834 | UNKN | Conduit | 12 | 1 |  | 0 | 107.6391 | 107.6391 | 0.0010764 | Estuary | 0 | FIXED | 33.25 | PI1400-2238 | 0 | 0.39357 | SUBURBS | 0 | 0 | 0 | 1 | Cond | 20 | 32.8084 | 1 | N | 0 |  | CIRC | ROAD | 0.7874 | Full | 0 | Other |  | 0.059055 | 0 | 25 | 0.013 | 0.5 | FIXED | 34.25 | PI1400-2492 | 0 | 0 | 0 | 0 | 0 | 0 | 0 | 0 | 0 | 0 | 0 | [11 empty] | 254.0825
PI3900-1553.1 |  |  | 0 | 0.059055 | 0 | 25 | 0.013 | 0 | 11.3131 | 24 | 231.9848 | UNKN | Conduit | 24 | 1 |  | 0 | 107.6391 | 107.6391 | 0.0010764 | Estuary | 0 | FIXED | 62.79 | PI3900-1321 | 0 | 0.25002 | SUBURBS | 0 | 0 | 0 | 1 | Cond | 20 | 32.8084 | 1 | N | 0 |  | CIRC | ROAD | 0.7874 | Full | 0 | Other |  | 0.059055 | 0 | 25 | 0.013 | 0.44 | FIXED | 63.37 | PI3900-1553 | 0 | 0 | 0 | 0 | 0 | 0 | 0 | 0 | 0 | 0 | 0 | [11 empty] | 231.9838
PI3702-49.1 |  |  | 0 | 0.059055 | 0 | 25 | 0.013 | 0 | 1.9214 | 12 | 48.9966 | UNKN | Conduit | 12 | 1 |  | 0 | 107.6391 | 107.6391 | 0.0010764 | Estuary | 0 | FIXED | 68.5463 | PI3700-4261 | 0 | 0.29073 | SUBURBS | 0 | 0 | 0 | 1 | Cond | 20 | 32.8084 | 1 | N | 0 |  | CIRC | ROAD | 0.7874 | Full | 0 | Other |  | 0.059055 | 0 | 25 | 0.013 | 0.5 | FIXED | 68.6887 | PI3702-49 | 0 | 0 | 0 | 0 | 0 | 0 | 0 | 0 | 0 | 0 | 0 | [11 empty] | 48.997
PI3700-4261.1 |  |  | 0 | 0.059055 | 0 | 25 | 0.013 | 0 | 1.9214 | 12 | 20.0443 | UNKN | Conduit | 12 | 1 |  | 0 | 107.6391 | 107.6391 | 0.0010764 | Estuary | 0 | FIXED | 68.488 | PI3700-4241 | 0 | 0.29073 | SUBURBS | 0 | 0 | 0 | 1 | Cond | 20 | 32.8084 | 1 | N | 0 |  | CIRC | ROAD | 0.7874 | Full | 0 | Other |  | 0.059055 | 0 | 25 | 0.013 | 0.17 | FIXED | 68.5463 | PI3700-4261 | 0 | 0 | 0 | 0 | 0 | 0 | 0 | 0 | 0 | 0 | 0 | [11 empty] | 20.0444
PI8701-57.1 |  |  | 0 | 0.059055 | 0 | 25 | 0.013 | 0 | 1.7608 | 12 | 57.3447 | UNKN | Conduit | 12 | 1 |  | 0 | 107.6391 | 107.6391 | 0.0010764 | Estuary | 0 | FIXED | 26.71 | PI8700-618 | 0 | 0.24414 | SUBURBS | 0 | 0 | 0 | 1 | Cond | 20 | 32.8084 | 1 | N | 0 |  | CIRC | ROAD | 0.7874 | Full | 0 | Other |  | 0.059055 | 0 | 25 | 0.013 | 0.5 | FIXED | 26.85 | PI8701-57 | 0 | 0 | 0 | 0 | 0 | 0 | 0 | 0 | 0 | 0 | 0 | [11 empty] | 57.345
PI7701-860.1 |  |  | 0 | 0.059055 | 0 | 25 | 0.013 | 0 | 3.7339 | 12 | 52.8095 | UNKN | Conduit | 12 | 1 |  | 0 | 107.6391 | 107.6391 | 0.0010764 | Estuary | 0 | FIXED | 30.4202 | PI7701-807 | 0 | 1.0979 | SUBURBS | 0 | 0 | 0 | 1 | Cond | 20 | 32.8084 | 1 | N | 0 |  | CIRC | ROAD | 0.7874 | Full | 0 | Other |  | 0.059055 | 0 | 25 | 0.013 | 0.5 | FIXED | 31 | PI7701-860 | 0 | 0 | 0 | 0 | 0 | 0 | 0 | 0 | 0 | 0 | 0 | [11 empty] | 52.8093
PI8413-36.1 |  |  | 0 | 0.059055 | 0 | 25 | 0.013 | 0 | 1.7761 | 12 | 36.2324 | UNKN | Conduit | 12 | 1 |  | 0 | 107.6391 | 107.6391 | 0.0010764 | Estuary | 0 | FIXED | 32.48 | PI8400-3539 | 0 | 0.2484 | SUBURBS | 0 | 0 | 0 | 1 | Cond | 20 | 32.8084 | 1 | N | 0 |  | CIRC | ROAD | 0.7874 | Full | 0 | Other |  | 0.059055 | 0 | 25 | 0.013 | 0.5 | FIXED | 32.57 | PI8413-36 | 0 | 0 | 0 | 0 | 0 | 0 | 0 | 0 | 0 | 0 | 0 | [11 empty] | 36.2325
PI8412-45.1 |  |  | 0 | 0.059055 | 0 | 25 | 0.013 | 0 | 1.7687 | 12 | 44.6524 | UNKN | Conduit | 12 | 1 |  | 0 | 107.6391 | 107.6391 | 0.0010764 | Estuary | 0 | FIXED | 32.48 | PI8400-3539 | 0 | 0.24635 | SUBURBS | 0 | 0 | 0 | 1 | Cond | 20 | 32.8084 | 1 | N | 0 |  | CIRC | ROAD | 0.7874 | Full | 0 | Other |  | 0.059055 | 0 | 25 | 0.013 | 0.5 | FIXED | 32.59 | PI8412-45 | 0 | 0 | 0 | 0 | 0 | 0 | 0 | 0 | 0 | 0 | 0 | [11 empty] | 44.6527
PI8400-4616.1 |  |  | 0 | 0.059055 | 0 | 25 | 0.013 | 0 | 1.7672 | 12 | 44.7268 | UNKN | Conduit | 12 | 1 |  | 0 | 107.6391 | 107.6391 | 0.0010764 | Estuary | 0 | FIXED | 37.39 | PI8400-4572 | 0 | 0.24594 | SUBURBS | 0 | 0 | 0 | 1 | Cond | 20 | 32.8084 | 1 | N | 0 |  | CIRC | ROAD | 0.7874 | Full | 0 | Other |  | 0.059055 | 0 | 25 | 0.013 | 0.5 | FIXED | 37.5 | PI8400-4616 | 0 | 0 | 0 | 0 | 0 | 0 | 0 | 0 | 0 | 0 | 0 | [11 empty] | 44.7269
PI7808-677.1 |  |  | 0 | 0.059055 | 0 | 25 | 0.013 | 0 | 3.5729 | 12 | 27.686 | UNKN | Conduit | 12 | 1 |  | 0 | 107.6391 | 107.6391 | 0.0010764 | Estuary | 0 | FIXED | 39.7217 | PI7808-649 | 0 | 1.0053 | SUBURBS | 0 | 0 | 0 | 1 | Cond | 20 | 32.8084 | 1 | N | 0 |  | CIRC | ROAD | 0.7874 | Full | 0 | Other |  | 0.059055 | 0 | 25 | 0.013 | 0.5 | FIXED | 40 | PI7808-677 | 0 | 0 | 0 | 0 | 0 | 0 | 0 | 0 | 0 | 0 | 0 | [11 empty] | 27.6858
PI7808-649.1 |  |  | 0 | 0.059055 | 0 | 25 | 0.013 | 0 | 3.5729 | 12 | 649.383 | UNKN | Conduit | 12 | 1 |  | 0 | 107.6391 | 107.6391 | 0.0010764 | Estuary | 0 | FIXED | 33.1938 | PI7800-5315 | 0 | 1.0053 | SUBURBS | 0 | 0 | 0 | 1 | Cond | 20 | 32.8084 | 1 | N | 0 |  | CIRC | ROAD | 0.7874 | Full | 0 | Other |  | 0.059055 | 0 | 25 | 0.013 | 0.94 | FIXED | 39.7217 | PI7808-649 | 0 | 0 | 0 | 0 | 0 | 0 | 0 | 0 | 0 | 0 | 0 | [11 empty] | 649.3825
PI780601-26.1 |  |  | 0 | 0.059055 | 0 | 25 | 0.013 | 0 | 2.6232 | 12 | 26.0636 | UNKN | Conduit | 12 | 1 |  | 0 | 107.6391 | 107.6391 | 0.0010764 | Estuary | 0 | FIXED | 34.8588 | PI7806-620 | 0 | 0.54187 | SUBURBS | 0 | 0 | 0 | 1 | Cond | 20 | 32.8084 | 1 | N | 0 |  | CIRC | ROAD | 0.7874 | Full | 0 | Other |  | 0.059055 | 0 | 25 | 0.013 | 0.5 | FIXED | 35 | PI780601-26 | 0 | 0 | 0 | 0 | 0 | 0 | 0 | 0 | 0 | 0 | 0 | [11 empty] | 26.064
PI780602-16.1 |  |  | 0 | 0.059055 | 0 | 25 | 0.013 | 0 | 2.6435 | 12 | 16.1857 | UNKN | Conduit | 12 | 1 |  | 0 | 107.6391 | 107.6391 | 0.0010764 | Estuary | 0 | FIXED | 34.9109 | PI7806-620 | 0 | 0.55029 | SUBURBS | 0 | 0 | 0 | 1 | Cond | 20 | 32.8084 | 1 | N | 0 |  | CIRC | ROAD | 0.7874 | Full | 0 | Other |  | 0.059055 | 0 | 25 | 0.013 | 0.5 | FIXED | 35 | PI780602-16 | 0 | 0 | 0 | 0 | 0 | 0 | 0 | 0 | 0 | 0 | 0 | [11 empty] | 16.185
PI7806-620.1 |  |  | 0 | 0.059055 | 0 | 25 | 0.013 | 0 | 2.6232 | 12 | 620.0601 | UNKN | Conduit | 12 | 1 |  | 0 | 107.6391 | 107.6391 | 0.0010764 | Estuary | 0 | FIXED | 31.4988 | PI7800-4825 | 0 | 0.54187 | SUBURBS | 0 | 0 | 0 | 1 | Cond | 20 | 32.8084 | 1 | N | 0 |  | CIRC | ROAD | 0.7874 | Full | 0 | Other |  | 0.059055 | 0 | 25 | 0.013 | 0.75 | FIXED | 34.8588 | PI7806-620 | 0 | 0 | 0 | 0 | 0 | 0 | 0 | 0 | 0 | 0 | 0 | [11 empty] | 620.0588
PI430101-938.1 |  |  | 0 | 0.059055 | 0 | 25 | 0.013 | 0 | 1.5665 | 12 | 346.7126 | UNKN | Conduit | 12 | 1 |  | 0 | 107.6391 | 107.6391 | 0.0010764 | Estuary | 0 | FIXED | 77.22 | PI430101-592 | 0 | 0.19324 | SUBURBS | 0 | 0 | 0 | 1 | Cond | 20 | 32.8084 | 1 | N | 0 |  | CIRC | ROAD | 0.7874 | Full | 0 | Other |  | 0.059055 | 0 | 25 | 0.013 | 0.5 | FIXED | 77.89 | PI430101-938 | 0 | 0 | 0 | 0 | 0 | 0 | 0 | 0 | 0 | 0 | 0 | [11 empty] | 346.6422
PI7713-152.1 |  |  | 0 | 0.059055 | 0 | 25 | 0.013 | 0 | 2.73 | 12 | 152.0938 | UNKN | Conduit | 12 | 1 |  | 0 | 107.6391 | 107.6391 | 0.0010764 | Estuary | 0 | FIXED | 44.1074 | PI7700-7335 | 0 | 0.58689 | SUBURBS | 0 | 0 | 0 | 1 | Cond | 20 | 32.8084 | 1 | N | 0 |  | CIRC | ROAD | 0.7874 | Full | 0 | Other |  | 0.059055 | 0 | 25 | 0.013 | 0.5 | FIXED | 45 | PI7713-152 | 0 | 0 | 0 | 0 | 0 | 0 | 0 | 0 | 0 | 0 | 0 | [11 empty] | 152.0942
PI7700-7335.1 |  |  | 0 | 0.059055 | 0 | 25 | 0.013 | 0 | 2.73 | 12 | 15.0077 | UNKN | Conduit | 12 | 1 |  | 0 | 107.6391 | 107.6391 | 0.0010764 | Estuary | 0 | FIXED | 44.0193 | PI8000-2131 | 0 | 0.58689 | SUBURBS | 0 | 0 | 0 | 1 | Cond | 20 | 32.8084 | 1 | N | 0 |  | CIRC | ROAD | 0.7874 | Full | 0 | Other |  | 0.059055 | 0 | 25 | 0.013 | 0.17 | FIXED | 44.1074 | PI7700-7335 | 0 | 0 | 0 | 0 | 0 | 0 | 0 | 0 | 0 | 0 | 0 | [11 empty] | 15.0075
PI7900-1280.1 |  |  | 0 | 0.059055 | 0 | 25 | 0.013 | 0 | 5.2679 | 18 | 282.3993 | UNKN | Conduit | 18 | 1 |  | 0 | 107.6391 | 107.6391 | 0.0010764 | Estuary | 0 | FIXED | 36.86 | PI7900-998 | 0 | 0.25142 | SUBURBS | 0 | 0 | 0 | 1 | Cond | 20 | 32.8084 | 1 | N | 0 |  | CIRC | ROAD | 0.7874 | Full | 0 | Other |  | 0.059055 | 0 | 25 | 0.013 | 0.32 | FIXED | 37.57 | PI7900-1280 | 0 | 0 | 0 | 0 | 0 | 0 | 0 | 0 | 0 | 0 | 0 | [11 empty] | 282.3993
PI7900-998.1 |  |  | 0 | 0.059055 | 0 | 25 | 0.013 | 0 | -9.4193 | 18 | 350.828 | UNKN | Conduit | 18 | 1 |  | 0 | 107.6391 | 107.6391 | 0.0010764 | Estuary | 0 | FIXED | 39.68 | PI7809-649 | 0 | -0.80381 | SUBURBS | 0 | 0 | 0 | 1 | Cond | 20 | 32.8084 | 1 | N | 0 |  | CIRC | ROAD | 0.7874 | Full | 0 | Other |  | 0.059055 | 0 | 25 | 0.013 | 0.17 | FIXED | 36.86 | PI7900-998 | 0 | 0 | 0 | 0 | 0 | 0 | 0 | 0 | 0 | 0 | 0 | [11 empty] | 350.8309
PI8502-250.1 |  |  | 0 | 0.059055 | 0 | 25 | 0.013 | 0 | 3.2091 | 12 | 250.4463 | UNKN | Conduit | 12 | 1 |  | 0 | 107.6391 | 107.6391 | 0.0010764 | Estuary | 0 | FIXED | 25.72 | PI8500-713 | 0 | 0.81094 | SUBURBS | 0 | 0 | 0 | 1 | Cond | 20 | 32.8084 | 1 | N | 0 |  | CIRC | ROAD | 0.7874 | Full | 0 | Other |  | 0.059055 | 0 | 25 | 0.013 | 0.75 | FIXED | 27.751 | PI8502-250 | 0 | 0 | 0 | 0 | 0 | 0 | 0 | 0 | 0 | 0 | 0 | [11 empty] | 250.4451
PI8702-246.1 |  |  | 0 | 0.059055 | 0 | 25 | 0.013 | 0 | -1.7594 | 12 | 246.1361 | UNKN | Conduit | 12 | 1 |  | 0 | 107.6391 | 107.6391 | 0.0010764 | Estuary | 0 | FIXED | 24.29 | PI8700-942 | 0 | -0.24377 | SUBURBS | 0 | 0 | 0 | 1 | Cond | 20 | 32.8084 | 1 | N | 0 |  | CIRC | ROAD | 0.7874 | Full | 0 | Other |  | 0.059055 | 0 | 25 | 0.013 | 0.17 | FIXED | 23.69 | PI8702-246 | 0 | 0 | 0 | 0 | 0 | 0 | 0 | 0 | 0 | 0 | 0 | [11 empty] | 246.1357
PI8700-942.1 |  |  | 0 | 0.059055 | 0 | 25 | 0.013 | 0 | -1.1106 | 12 | 216.1902 | UNKN | Conduit | 12 | 1 |  | 0 | 107.6391 | 107.6391 | 0.0010764 | Estuary | 0 | FIXED | 24.5 | PI8700-725 | 0 | -0.097137 | SUBURBS | 0 | 0 | 0 | 1 | Cond | 20 | 32.8084 | 1 | N | 0 |  | CIRC | ROAD | 0.7874 | Full | 0 | Other |  | 0.059055 | 0 | 25 | 0.013 | 0.17 | FIXED | 24.29 | PI8700-942 | 0 | 0 | 0 | 0 | 0 | 0 | 0 | 0 | 0 | 0 | 0 | [11 empty] | 216.1893
PI8700-725.1 |  |  | 0 | 0.059055 | 0 | 25 | 0.013 | 0 | -5.1139 | 12 | 107.3115 | UNKN | Conduit | 12 | 1 |  | 0 | 107.6391 | 107.6391 | 0.0010764 | Estuary | 0 | FIXED | 26.71 | PI8700-618 | 0 | -2.0594 | SUBURBS | 0 | 0 | 0 | 1 | Cond | 20 | 32.8084 | 1 | N | 0 |  | CIRC | ROAD | 0.7874 | Full | 0 | Other |  | 0.059055 | 0 | 25 | 0.013 | 0.17 | FIXED | 24.5 | PI8700-725 | 0 | 0 | 0 | 0 | 0 | 0 | 0 | 0 | 0 | 0 | 0 | [11 empty] | 107.3117
PI8700-618.1 |  |  | 0 | 0.059055 | 0 | 25 | 0.013 | 0 | 1.78 | 12 | 617.2472 | UNKN | Conduit | 12 | 1 |  | 0 | 107.6391 | 107.6391 | 0.0010764 | Estuary | 0 | FIXED | 25.17 | PI8400-1220 | 0 | 0.24949 | SUBURBS | 0 | 0 | 0 | 1 | Cond | 20 | 32.8084 | 1 | N | 0 |  | CIRC | ROAD | 0.7874 | Full | 0 | Other |  | 0.059055 | 0 | 25 | 0.013 | 0.17 | FIXED | 26.71 | PI8700-618 | 0 | 0 | 0 | 0 | 0 | 0 | 0 | 0 | 0 | 0 | 0 | [11 empty] | 618.0469
PI6905-266.1 |  |  | 0 | 0.059055 | 0 | 25 | 0.013 | 0 | 1.7875 | 12 | 43.7196 | UNKN | Conduit | 12 | 1 |  | 0 | 107.6391 | 107.6391 | 0.0010764 | Estuary | 0 | FIXED | 14.24 | PI6905-222 | 0 | 0.2516 | SUBURBS | 0 | 0 | 0 | 1 | Cond | 20 | 32.8084 | 1 | N | 0 |  | CIRC | ROAD | 0.7874 | Full | 0 | Other |  | 0.059055 | 0 | 25 | 0.013 | 0.5 | FIXED | 14.35 | PI6905-266 | 0 | 0 | 0 | 0 | 0 | 0 | 0 | 0 | 0 | 0 | 0 | [11 empty] | 43.7193
PI6501-45.1 |  |  | 0 | 0.059055 | 0 | 25 | 0.013 | 0 | 164.7752 | 30 | 44.9968 | UNKN | Conduit | 30 | 1 |  | 0 | 107.6391 | 107.6391 | 0.0010764 | Estuary | 0 | FIXED | 3.83 | PI6500-1693 | 0 | 16.1345 | SUBURBS | 0 | 0 | 0 | 1 | Cond | 20 | 32.8084 | 1 | N | 0 |  | CIRC | ROAD | 0.7874 | Full | 0 | Other |  | 0.059055 | 0 | 25 | 0.013 | 0.75 | FIXED | 11.09 | PI6501-45 | 0 | 0 | 0 | 0 | 0 | 0 | 0 | 0 | 0 | 0 | 0 | [11 empty] | 44.9965
PI650201-45.1 |  |  | 0 | 0.059055 | 0 | 25 | 0.013 | 0 | 1.764 | 12 | 44.8908 | UNKN | Conduit | 12 | 1 |  | 0 | 107.6391 | 107.6391 | 0.0010764 | Estuary | 0 | FIXED | 13.42 | PI6502-353 | 0 | 0.24504 | SUBURBS | 0 | 0 | 0 | 1 | Cond | 20 | 32.8084 | 1 | N | 0 |  | CIRC | ROAD | 0.7874 | Full | 0 | Other |  | 0.059055 | 0 | 25 | 0.013 | 0.17 | FIXED | 13.53 | PI650201-45 | 0 | 0 | 0 | 0 | 0 | 0 | 0 | 0 | 0 | 0 | 0 | [11 empty] | 44.8902
PI6906-132.1 |  |  | 0 | 0.059055 | 0 | 25 | 0.013 | 0 | 1.7825 | 12 | 131.8922 | UNKN | Conduit | 12 | 1 |  | 0 | 107.6391 | 107.6391 | 0.0010764 | Estuary | 0 | FIXED | 13.93 | PI6900-2880 | 0 | 0.2502 | SUBURBS | 0 | 0 | 0 | 1 | Cond | 20 | 32.8084 | 1 | N | 0 |  | CIRC | ROAD | 0.7874 | Full | 0 | Other |  | 0.059055 | 0 | 25 | 0.013 | 0.5 | FIXED | 14.26 | PI6906-132 | 0 | 0 | 0 | 0 | 0 | 0 | 0 | 0 | 0 | 0 | 0 | [11 empty] | 131.891
PI6900-4326.1 |  |  | 0 | 0.059055 | 0 | 25 | 0.013 | 0 | 11.3044 | 24 | 248.3644 | UNKN | Conduit | 24 | 1 |  | 0 | 107.6391 | 107.6391 | 0.0010764 | Estuary | 0 | FIXED | 16.42 | PI6900-4077 | 0 | 0.24963 | SUBURBS | 0 | 0 | 0 | 1 | Cond | 20 | 32.8084 | 1 | N | 0 |  | CIRC | ROAD | 0.7874 | Full | 0 | Other |  | 0.059055 | 0 | 25 | 0.013 | 0.25 | FIXED | 17.04 | PI6900-4326 | 0 | 0 | 0 | 0 | 0 | 0 | 0 | 0 | 0 | 0 | 0 | [11 empty] | 248.3637
PI6907-76.1 |  |  | 0 | 0.059055 | 0 | 25 | 0.013 | 0 | 1.781 | 12 | 76.0686 | UNKN | Conduit | 12 | 1 |  | 0 | 107.6391 | 107.6391 | 0.0010764 | Estuary | 0 | FIXED | 16.42 | PI6900-4077 | 0 | 0.24977 | SUBURBS | 0 | 0 | 0 | 1 | Cond | 20 | 32.8084 | 1 | N | 0 |  | CIRC | ROAD | 0.7874 | Full | 0 | Other |  | 0.059055 | 0 | 25 | 0.013 | 0.5 | FIXED | 16.61 | PI6907-76 | 0 | 0 | 0 | 0 | 0 | 0 | 0 | 0 | 0 | 0 | 0 | [11 empty] | 76.0681
PI6501-1141.1 |  |  | 0 | 0.059055 | 0 | 25 | 0.013 | 0 | 4.5133 | 15 | 65.8264 | UNKN | Conduit | 15 | 1 |  | 0 | 107.6391 | 107.6391 | 0.0010764 | Estuary | 0 | FIXED | 13.6788 | PI6501-1075 | 0 | 0.48796 | SUBURBS | 0 | 0 | 0 | 1 | Cond | 20 | 32.8084 | 1 | N | 0 |  | CIRC | ROAD | 0.7874 | Full | 0 | Other |  | 0.059055 | 0 | 25 | 0.013 | 0.5 | FIXED | 14 | PI6501-1141 | 0 | 0 | 0 | 0 | 0 | 0 | 0 | 0 | 0 | 0 | 0 | [11 empty] | 65.8264
PI690404-541.1 |  |  | 0 | 0.059055 | 0 | 25 | 0.013 | 0 | 1.7804 | 12 | 540.8103 | UNKN | Conduit | 12 | 1 |  | 0 | 107.6391 | 107.6391 | 0.0010764 | Estuary | 0 | FIXED | 18.69 | PI690403-902 | 0 | 0.24963 | SUBURBS | 0 | 0 | 0 | 1 | Cond | 20 | 32.8084 | 1 | N | 0 |  | CIRC | ROAD | 0.7874 | Full | 0 | Other |  | 0.059055 | 0 | 25 | 0.013 | 0.17 | FIXED | 20.04 | PI690404-541 | 0 | 0 | 0 | 0 | 0 | 0 | 0 | 0 | 0 | 0 | 0 | [11 empty] | 540.8089
PI6602-29.1 |  |  | 0 | 0.059055 | 0 | 25 | 0.013 | 0 | 1.7563 | 12 | 28.8184 | UNKN | Conduit | 12 | 1 |  | 0 | 107.6391 | 107.6391 | 0.0010764 | Estuary | 0 | FIXED | 7.68 | PI6600-979 | 0 | 0.2429 | SUBURBS | 0 | 0 | 0 | 1 | Cond | 20 | 32.8084 | 1 | N | 0 |  | CIRC | ROAD | 0.7874 | Full | 0 | Other |  | 0.059055 | 0 | 25 | 0.013 | 0.5 | FIXED | 7.75 | PI6602-29 | 0 | 0 | 0 | 0 | 0 | 0 | 0 | 0 | 0 | 0 | 0 | [11 empty] | 28.8189
PI6902-30.1 |  |  | 0 | 0.059055 | 0 | 25 | 0.013 | 0 | 1.7232 | 12 | 29.9376 | UNKN | Conduit | 12 | 1 |  | 0 | 107.6391 | 107.6391 | 0.0010764 | Estuary | 0 | FIXED | 10.59 | PI6900-932 | 0 | 0.23382 | SUBURBS | 0 | 0 | 0 | 1 | Cond | 20 | 32.8084 | 1 | N | 0 |  | CIRC | ROAD | 0.7874 | Full | 0 | Other |  | 0.059055 | 0 | 25 | 0.013 | 0.5 | FIXED | 10.66 | PI6902-30 | 0 | 0 | 0 | 0 | 0 | 0 | 0 | 0 | 0 | 0 | 0 | [11 empty] | 29.938
PI3600-131.1 |  |  | 0 | 0.059055 | 0 | 25 | 0.013 | 0 | 2.2044 | 12 | 130.6626 | UNKN | Conduit | 12 | 1 |  | 0 | 107.6391 | 107.6391 | 0.0010764 | Estuary | 1 | FIXED | 60.5 | CC0300-8183 | 0 | 0.38266 | SUBURBS | 0 | 0 | 0 | 1 | Cond | 20 | 32.8084 | 1 | N | 0 |  | CIRC | ROAD | 0.7874 | Full | 0 | Other |  | 0.059055 | 0 | 25 | 0.013 | 0.5 | FIXED | 61 | PI3600-131 | 0 | 0 | 0 | 0 | 0 | 0 | 0 | 0 | 0 | 0 | 0 | [11 empty] | 130.662
PI9604-472.1 |  |  | 0 | 0.059055 | 0 | 25 | 0.013 | 0 | 2.8725 | 12 | 186.2229 | UNKN | Conduit | 12 | 1 |  | 0 | 107.6391 | 107.6391 | 0.0010764 | Estuary | 0 | FIXED | 87.29 | PI9604-285 | 0 | 0.64976 | SUBURBS | 0 | 0 | 0 | 1 | Cond | 20 | 32.8084 | 1 | N | 0 |  | CIRC | ROAD | 0.7874 | Full | 0 | Other |  | 0.059055 | 0 | 25 | 0.013 | 0.5 | FIXED | 88.5 | PI9604-472 | 0 | 0 | 0 | 0 | 0 | 0 | 0 | 0 | 0 | 0 | 0 | [11 empty] | 186.2228
PI8301-26.1 |  |  | 0 | 0.059055 | 0 | 25 | 0.013 | 0 | -1.6966 | 12 | 25.8102 | UNKN | Conduit | 12 | 1 |  | 0 | 107.6391 | 107.6391 | 0.0010764 | Estuary | 0 | FIXED | 25.671 | PI8300-48 | 0 | -0.22667 | SUBURBS | 0 | 0 | 0 | 1 | Cond | 20 | 32.8084 | 1 | N | 0 |  | CIRC | ROAD | 0.7874 | Full | 0 | Other |  | 0.059055 | 0 | 25 | 0.013 | 0.17 | FIXED | 25.6125 | PI8301-26 | 0 | 0 | 0 | 0 | 0 | 0 | 0 | 0 | 0 | 0 | 0 | [11 empty] | 25.8106
PI8201-342.1 |  |  | 0 | 0.059055 | 0 | 25 | 0.013 | 0 | 0.50976 | 12 | 43.5389 | UNKN | Conduit | 12 | 1 |  | 0 | 107.6391 | 107.6391 | 0.0010764 | Estuary | 0 | FIXED | 25.8411 | PI8201-299 | 0 | 0.020463 | SUBURBS | 0 | 0 | 0 | 1 | Cond | 20 | 32.8084 | 1 | N | 0 |  | CIRC | ROAD | 0.7874 | Full | 0 | Other |  | 0.059055 | 0 | 25 | 0.013 | 0.5 | FIXED | 25.85 | PI8201-342 | 0 | 0 | 0 | 0 | 0 | 0 | 0 | 0 | 0 | 0 | 0 | [11 empty] | 43.539
PI7804-1929.1 |  |  | 0 | 0.059055 | 0 | 25 | 0.013 | 0 | 1.7123 | 12 | 25.9864 | UNKN | Conduit | 12 | 1 |  | 0 | 107.6391 | 107.6391 | 0.0010764 | Estuary | 0 | FIXED | 35.99 | PI7804-1903 | 0 | 0.23089 | SUBURBS | 0 | 0 | 0 | 1 | Cond | 20 | 32.8084 | 1 | N | 0 |  | CIRC | ROAD | 0.7874 | Full | 0 | Other |  | 0.059055 | 0 | 25 | 0.013 | 0.17 | FIXED | 36.05 | PI7804-1929 | 0 | 0 | 0 | 0 | 0 | 0 | 0 | 0 | 0 | 0 | 0 | [11 empty] | 25.9866
PI7804-2269.1 |  |  | 0 | 0.059055 | 0 | 25 | 0.013 | 0 | 1.7002 | 12 | 289.9589 | UNKN | Conduit | 12 | 1 |  | 0 | 107.6391 | 107.6391 | 0.0010764 | Estuary | 0 | FIXED | 36.18 | PI7804-1979 | 0 | 0.22762 | SUBURBS | 0 | 0 | 0 | 1 | Cond | 20 | 32.8084 | 1 | N | 0 |  | CIRC | ROAD | 0.7874 | Full | 0 | Other |  | 0.059055 | 0 | 25 | 0.013 | 0.5 | FIXED | 36.84 | PI7804-2269 | 0 | 0 | 0 | 0 | 0 | 0 | 0 | 0 | 0 | 0 | 0 | [11 empty] | 289.9584
PI7804-2339.1 |  |  | 0 | 0.059055 | 0 | 25 | 0.013 | 0 | 1.7565 | 12 | 69.9732 | UNKN | Conduit | 12 | 1 |  | 0 | 107.6391 | 107.6391 | 0.0010764 | Estuary | 0 | FIXED | 36.84 | PI7804-2269 | 0 | 0.24295 | SUBURBS | 0 | 0 | 0 | 1 | Cond | 20 | 32.8084 | 1 | N | 0 |  | CIRC | ROAD | 0.7874 | Full | 0 | Other |  | 0.059055 | 0 | 25 | 0.013 | 0.5 | FIXED | 37.01 | PI7804-2339 | 0 | 0 | 0 | 0 | 0 | 0 | 0 | 0 | 0 | 0 | 0 | [11 empty] | 69.9729
PI110202-12.1 |  |  | 0 | 0.059055 | 0 | 25 | 0.013 | 0 | 1.7821 | 12 | 11.9951 | UNKN | Conduit | 12 | 1 |  | 0 | 107.6391 | 107.6391 | 0.0010764 | Estuary | 0 | FIXED | 17.47 | PI1102-138 | 0 | 0.2501 | SUBURBS | 0 | 0 | 0 | 1 | Cond | 20 | 32.8084 | 1 | N | 0 |  | CIRC | ROAD | 0.7874 | Full | 0 | Other |  | 0.059055 | 0 | 25 | 0.013 | 0.25 | FIXED | 17.5 | PI110202-12 | 0 | 0 | 0 | 0 | 0 | 0 | 0 | 0 | 0 | 0 | 0 | [11 empty] | 11.995
PI1103-1025.1 |  |  | 0 | 0.059055 | 0 | 25 | 0.013 | 0 | 1.7837 | 12 | 711.4288 | UNKN | Conduit | 12 | 1 |  | 0 | 107.6391 | 107.6391 | 0.0010764 | Estuary | 0 | FIXED | 23.3075 | PI1103-314 | 0 | 0.25055 | SUBURBS | 0 | 0 | 0 | 1 | Cond | 20 | 32.8084 | 1 | N | 0 |  | CIRC | ROAD | 0.7874 | Full | 0 | Other |  | 0.059055 | 0 | 25 | 0.013 | 0.5 | FIXED | 25.09 | PI1103-1025 | 0 | 0 | 0 | 0 | 0 | 0 | 0 | 0 | 0 | 0 | 0 | [11 empty] | 711.4269
PI3700-4417.1 |  |  | 0 | 0.059055 | 0 | 25 | 0.013 | 0 | 1.9214 | 12 | 156.0633 | UNKN | Conduit | 12 | 1 |  | 0 | 107.6391 | 107.6391 | 0.0010764 | Estuary | 0 | FIXED | 68.5463 | PI3700-4261 | 0 | 0.29073 | SUBURBS | 0 | 0 | 0 | 1 | Cond | 20 | 32.8084 | 1 | N | 0 |  | CIRC | ROAD | 0.7874 | Full | 0 | Other |  | 0.059055 | 0 | 25 | 0.013 | 0.5 | FIXED | 69 | PI3700-4417 | 0 | 0 | 0 | 0 | 0 | 0 | 0 | 0 | 0 | 0 | 0 | [11 empty] | 156.0632
PI820101-35.2 |  |  | 0 | 0.059055 | 0 | 25 | 0.013 | 0 | 3.7573 | 12 | 326.2601 | UNKN | Conduit | 12 | 1 |  | 0 | 107.6391 | 107.6391 | 0.0010764 | Estuary | 0 | FIXED | 26.3147 | PI8300-48 | 0 | 1.1117 | SUBURBS | 0 | 0 | 0 | 2 | Cond | 20 | 32.8084 | 1 | N | 0 |  | CIRC | ROAD | 0.7874 | Full | 0 | Other |  | 0.059055 | 0 | 25 | 0.013 | 0.5 | FIXED | 29.9418 | PI820101-35 | 0 | 0 | 0 | 0 | 0 | 0 | 0 | 0 | 0 | 0 | 0 | [11 empty] | 326.2592
PI4600-786.1 |  |  | 0 | 0.059055 | 0 | 25 | 0.013 | 0 | 3.2779 | 12 | 212.0451 | UNKN | Conduit | 12 | 1 |  | 0 | 107.6391 | 107.6391 | 0.0010764 | Estuary | 0 | FIXED | 80.9497 | PI4600-574 | 0 | 0.84608 | SUBURBS | 0 | 0 | 0 | 1 | Cond | 20 | 32.8084 | 1 | N | 0 |  | CIRC | ROAD | 0.7874 | Full | 0 | Other |  | 0.059055 | 0 | 25 | 0.013 | 0.18 | FIXED | 82.7438 | PI4600-786 | 0 | 0 | 0 | 0 | 0 | 0 | 0 | 0 | 0 | 0 | 0 | [11 empty] | 212.1738
PI7800-11374.1 |  |  | 0 | 0.059055 | 0 | 25 | 0.013 | 0 | 2.1101 | 12 | 278.6132 | UNKN | Conduit | 12 | 1 |  | 0 | 107.6391 | 107.6391 | 0.0010764 | Estuary | 0 | FIXED | 50.1 | PI7800-11095 | 0 | 0.35063 | SUBURBS | 0 | 0 | 0 | 1 | Cond | 20 | 32.8084 | 1 | N | 0 |  | CIRC | ROAD | 0.7874 | Full | 0 | Other |  | 0.059055 | 0 | 25 | 0.013 | 0.17 | FIXED | 51.0769 | PI7800-11374 | 0 | 0 | 0 | 0 | 0 | 0 | 0 | 0 | 0 | 0 | 0 | [11 empty] | 278.6124
PI8011-35.1 |  |  | 0 | 0.059055 | 0 | 25 | 0.013 | 0 | 2.6325 | 12 | 34.9714 | UNKN | Conduit | 12 | 1 |  | 0 | 107.6391 | 107.6391 | 0.0010764 | Estuary | 0 | FIXED | 57.734 | PI8000-5724 | 0 | 0.54571 | SUBURBS | 0 | 0 | 0 | 1 | Cond | 20 | 32.8084 | 1 | N | 0 |  | CIRC | ROAD | 0.7874 | Full | 0 | Other |  | 0.059055 | 0 | 25 | 0.013 | 0.17 | FIXED | 57.9249 | PI8011-35 | 0 | 0 | 0 | 0 | 0 | 0 | 0 | 0 | 0 | 0 | 0 | [11 empty] | 34.9717
PI7711-442.1 |  |  | 0 | 0.059055 | 0 | 25 | 0.013 | 0 | 2.5728 | 12 | 26.8202 | UNKN | Conduit | 12 | 1 |  | 0 | 107.6391 | 107.6391 | 0.0010764 | Estuary | 0 | FIXED | 44.8602 | PI7711-415 | 0 | 0.52125 | SUBURBS | 0 | 0 | 0 | 1 | Cond | 20 | 32.8084 | 1 | N | 0 |  | CIRC | ROAD | 0.7874 | Full | 0 | Other |  | 0.059055 | 0 | 25 | 0.013 | 0.5 | FIXED | 45 | PI7711-442 | 0 | 0 | 0 | 0 | 0 | 0 | 0 | 0 | 0 | 0 | 0 | [11 empty] | 26.82
PI800101-17.1 |  |  | 0 | 0.059055 | 0 | 25 | 0.013 | 0 | 3.2842 | 12 | 16.7695 | UNKN | Conduit | 12 | 1 |  | 0 | 107.6391 | 107.6391 | 0.0010764 | Estuary | 0 | FIXED | 42.8576 | PI8001-385 | 0 | 0.84934 | SUBURBS | 0 | 0 | 0 | 1 | Cond | 20 | 32.8084 | 1 | N | 0 |  | CIRC | ROAD | 0.7874 | Full | 0 | Other |  | 0.059055 | 0 | 25 | 0.013 | 0.5 | FIXED | 43 | PI800101-17 | 0 | 0 | 0 | 0 | 0 | 0 | 0 | 0 | 0 | 0 | 0 | [11 empty] | 16.7692
PI6904-2012.1 |  |  | 0 | 0.059055 | 0 | 25 | 0.013 | 0 | 1.7827 | 12 | 59.9351 | UNKN | Conduit | 12 | 1 |  | 0 | 107.6391 | 107.6391 | 0.0010764 | Estuary | 0 | FIXED | 21.09 | PI6904-1952 | 0 | 0.25027 | SUBURBS | 0 | 0 | 0 | 1 | Cond | 20 | 32.8084 | 1 | N | 0 |  | CIRC | ROAD | 0.7874 | Full | 0 | Other |  | 0.059055 | 0 | 25 | 0.013 | 0.5 | FIXED | 21.24 | PI6904-2012 | 0 | 0 | 0 | 0 | 0 | 0 | 0 | 0 | 0 | 0 | 0 | [11 empty] | 59.9352
PI8702-500.1 |  |  | 0 | 0.059055 | 0 | 25 | 0.013 | 0 | 0.77526 | 12 | 253.545 | UNKN | Conduit | 12 | 1 |  | 0 | 107.6391 | 107.6391 | 0.0010764 | Estuary | 0 | FIXED | 23.69 | PI8702-246 | 0 | 0.047329 | SUBURBS | 0 | 0 | 0 | 1 | Cond | 20 | 32.8084 | 1 | N | 0 |  | CIRC | ROAD | 0.7874 | Full | 0 | Other |  | 0.059055 | 0 | 25 | 0.013 | 0.3 | FIXED | 23.81 | PI8702-500 | 0 | 0 | 0 | 0 | 0 | 0 | 0 | 0 | 0 | 0 | 0 | [11 empty] | 253.5441
PI0301-103.1 |  |  | 0 | 0.059055 | 0 | 25 | 0.013 | 0 | 1.7951 | 12 | 103.1378 | UNKN | Conduit | 12 | 1 |  | 0 | 107.6391 | 107.6391 | 0.0010764 | Estuary | 0 | FIXED | 21.7383 | PI0300-8763 | 0 | 0.25377 | SUBURBS | 0 | 0 | 0 | 1 | Cond | 20 | 32.8084 | 1 | N | 0 |  | CIRC | ROAD | 0.7874 | Full | 0 | Other |  | 0.059055 | 0 | 25 | 0.013 | 0.5 | FIXED | 22 | PI0301-103 | 0 | 0 | 0 | 0 | 0 | 0 | 0 | 0 | 0 | 0 | 0 | [11 empty] | 103.1372
PI9604-285.1 |  |  | 0 | 0.059055 | 0 | 25 | 0.013 | 0 | 1.8162 | 12 | 38.497 | UNKN | Conduit | 12 | 1 |  | 0 | 107.6391 | 107.6391 | 0.0010764 | Estuary | 0 | FIXED | 87.19 | PI9604-247 | 0 | 0.25976 | SUBURBS | 0 | 0 | 0 | 1 | Cond | 20 | 32.8084 | 1 | N | 0 |  | CIRC | ROAD | 0.7874 | Full | 0 | Other |  | 0.059055 | 0 | 25 | 0.013 | 0.75 | FIXED | 87.29 | PI9604-285 | 0 | 0 | 0 | 0 | 0 | 0 | 0 | 0 | 0 | 0 | 0 | [11 empty] | 38.4964
PI0302-456.1 |  |  | 0 | 0.059055 | 0 | 25 | 0.013 | 0 | 2.9181 | 15 | 455.9124 | UNKN | Conduit | 15 | 1 |  | 0 | 107.6391 | 107.6391 | 0.0010764 | Estuary | 0 | FIXED | 20.92 | PI0300-9285 | 0 | 0.20399 | SUBURBS | 0 | 0 | 0 | 1 | Cond | 20 | 32.8084 | 1 | N | 0 |  | CIRC | ROAD | 0.7874 | Full | 0 | Other |  | 0.059055 | 0 | 25 | 0.013 | 0.17 | FIXED | 21.85 | PI0302-456 | 0 | 0 | 0 | 0 | 0 | 0 | 0 | 0 | 0 | 0 | 0 | [11 empty] | 455.8748
PI1200-75.1 |  |  | 0 | 0.059055 | 0 | 25 | 0.013 | 0 | 50.6375 | 42 | 75.0188 | UNKN | Conduit | 42 | 1 |  | 0 | 107.6391 | 107.6391 | 0.0010764 | Estuary | 0 | FIXED | 16.42 | PI0800-7771 | 0 | 0.25327 | SUBURBS | 0 | 0 | 0 | 1 | Cond | 20 | 32.8084 | 1 | N | 0 |  | CIRC | ROAD | 0.7874 | Full | 0 | Other |  | 0.059055 | 0 | 25 | 0.013 | 0.65 | FIXED | 16.61 | PI1200-75 | 0 | 0 | 0 | 0 | 0 | 0 | 0 | 0 | 0 | 0 | 0 | [11 empty] | 75.0189
PI110301-45.1 |  |  | 0 | 0.059055 | 0 | 25 | 0.013 | 0 | 2.3639 | 12 | 45.4514 | UNKN | Conduit | 12 | 1 |  | 0 | 107.6391 | 107.6391 | 0.0010764 | Estuary | 0 | FIXED | 23.3 | PI1103-314 | 0 | 0.44003 | SUBURBS | 0 | 0 | 0 | 1 | Cond | 20 | 32.8084 | 1 | N | 0 |  | CIRC | ROAD | 0.7874 | Full | 0 | Other |  | 0.059055 | 0 | 25 | 0.013 | 0.17 | FIXED | 23.5 | PI110301-45 | 0 | 0 | 0 | 0 | 0 | 0 | 0 | 0 | 0 | 0 | 0 | [11 empty] | 45.451
PI1106-43.1 |  |  | 0 | 0.059055 | 0 | 25 | 0.013 | 0 | 1.8164 | 12 | 42.3383 | UNKN | Conduit | 12 | 1 |  | 0 | 107.6391 | 107.6391 | 0.0010764 | Estuary | 0 | FIXED | 23.71 | PI1100-1973 | 0 | 0.25981 | SUBURBS | 0 | 0 | 0 | 1 | Cond | 20 | 32.8084 | 1 | N | 0 |  | CIRC | ROAD | 0.7874 | Full | 0 | Other |  | 0.059055 | 0 | 25 | 0.013 | 0.5 | FIXED | 23.82 | PI1106-43 | 0 | 0 | 0 | 0 | 0 | 0 | 0 | 0 | 0 | 0 | 0 | [11 empty] | 42.5771
PI120101-498.1 |  |  | 0 | 0.059055 | 0 | 25 | 0.013 | 0 | 2.91 | 12 | 41.1781 | UNKN | Conduit | 12 | 1 |  | 0 | 107.6391 | 107.6391 | 0.0010764 | Estuary | 0 | FIXED | 23.7254 | PI120101-457 | 0 | 0.66685 | SUBURBS | 0 | 0 | 0 | 1 | Cond | 20 | 32.8084 | 1 | N | 0 |  | CIRC | ROAD | 0.7874 | Full | 0 | Other |  | 0.059055 | 0 | 25 | 0.013 | 0.25 | FIXED | 24 | PI120101-498 | 0 | 0 | 0 | 0 | 0 | 0 | 0 | 0 | 0 | 0 | 0 | [11 empty] | 41.178
PI1201-1184.1 |  |  | 0 | 0.059055 | 0 | 25 | 0.013 | 0 | 1.778 | 12 | 42.9648 | UNKN | Conduit | 12 | 1 |  | 0 | 107.6391 | 107.6391 | 0.0010764 | Estuary | 0 | FIXED | 22.893 | PI1201-1141 | 0 | 0.24893 | SUBURBS | 0 | 0 | 0 | 1 | Cond | 20 | 32.8084 | 1 | N | 0 |  | CIRC | ROAD | 0.7874 | Full | 0 | Other |  | 0.059055 | 0 | 25 | 0.013 | 0.25 | FIXED | 23 | PI1201-1184 | 0 | 0 | 0 | 0 | 0 | 0 | 0 | 0 | 0 | 0 | 0 | [11 empty] | 42.965
PI110501-90.1 |  |  | 0 | 0.059055 | 0 | 25 | 0.013 | 0 | 1.7689 | 12 | 64.9326 | UNKN | Conduit | 12 | 1 |  | 0 | 107.6391 | 107.6391 | 0.0010764 | Estuary | 0 | FIXED | 23.91 | PI110501-25 | 0 | 0.24641 | SUBURBS | 0 | 0 | 0 | 1 | Cond | 20 | 32.8084 | 1 | N | 0 |  | CIRC | ROAD | 0.7874 | Full | 0 | Other |  | 0.059055 | 0 | 25 | 0.013 | 0.26 | FIXED | 24.07 | PI110501-90 | 0 | 0 | 0 | 0 | 0 | 0 | 0 | 0 | 0 | 0 | 0 | [11 empty] | 64.932
PI5200-890.1 |  |  | 0 | 0.059055 | 0 | 25 | 0.013 | 0 | 2.6412 | 12 | 298.5484 | UNKN | Conduit | 12 | 1 |  | 0 | 107.6391 | 107.6391 | 0.0010764 | Estuary | 0 | FIXED | 125.75 | PI5200-591 | 0 | 0.54932 | SUBURBS | 0 | 0 | 0 | 1 | Cond | 20 | 32.8084 | 1 | N | 0 |  | CIRC | ROAD | 0.7874 | Full | 0 | Other |  | 0.059055 | 0 | 25 | 0.013 | 0.17 | FIXED | 127.39 | PI5200-890 | 0 | 0 | 0 | 0 | 0 | 0 | 0 | 0 | 0 | 0 | 0 | [11 empty] | 298.548
PI5200-591.1 |  |  | 0 | 0.059055 | 0 | 25 | 0.013 | 0 | 6.8593 | 12 | 44.2642 | UNKN | Conduit | 12 | 1 |  | 0 | 107.6391 | 107.6391 | 0.0010764 | Estuary | 0 | FIXED | 124.11 | PI5200-547 | 0 | 3.705 | SUBURBS | 0 | 0 | 0 | 1 | Cond | 20 | 32.8084 | 1 | N | 0 |  | CIRC | ROAD | 0.7874 | Full | 0 | Other |  | 0.059055 | 0 | 25 | 0.013 | 0.53 | FIXED | 125.75 | PI5200-591 | 0 | 0 | 0 | 0 | 0 | 0 | 0 | 0 | 0 | 0 | 0 | [11 empty] | 44.2642
PI0600-1737.1 |  |  | 0 | 0.059055 | 0 | 25 | 0.013 | 0 | 2.5181 | 18 | 139.2631 | UNKN | Conduit | 18 | 1 |  | 0 | 107.6391 | 107.6391 | 0.0010764 | Estuary | 0 | FIXED | 43.27 | PI0600-1597 | 0 | 0.057445 | SUBURBS | 0 | 0 | 0 | 1 | Cond | 20 | 32.8084 | 1 | N | 0 |  | CIRC | ROAD | 0.7874 | Full | 0 | Other |  | 0.059055 | 0 | 25 | 0.013 | 0.17 | FIXED | 43.35 | PI0600-1737 | 0 | 0 | 0 | 0 | 0 | 0 | 0 | 0 | 0 | 0 | 0 | [11 empty] | 139.2577
PI0700-2964.1 |  |  | 0 | 0.059055 | 0 | 25 | 0.013 | 0 | 41.0255 | 36 | 359.541 | UNKN | Conduit | 36 | 1 |  | 0 | 107.6391 | 107.6391 | 0.0010764 | Estuary | 0 | FIXED | 45.45 | PI0700-2604 | 0 | 0.37826 | SUBURBS | 0 | 0 | 0 | 1 | Cond | 20 | 32.8084 | 1 | N | 0 |  | CIRC | ROAD | 0.7874 | Full | 0 | Other |  | 0.059055 | 0 | 25 | 0.013 | 0.17 | FIXED | 46.81 | PI0700-2964 | 0 | 0 | 0 | 0 | 0 | 0 | 0 | 0 | 0 | 0 | 0 | [11 empty] | 359.5017
PI5700-1355.1 |  |  | 0 | 0.059055 | 0 | 25 | 0.013 | 0 | 5.6611 | 12 | 79.2499 | UNKN | Conduit | 12 | 1 |  | 0 | 107.6391 | 107.6391 | 0.0010764 | Estuary | 0 | FIXED | 41.42 | PI5700-1276 | 0 | 2.5237 | SUBURBS | 0 | 0 | 0 | 1 | Cond | 20 | 32.8084 | 1 | N | 0 |  | CIRC | ROAD | 0.7874 | Full | 0 | Other |  | 0.059055 | 0 | 25 | 0.013 | 0.5 | FIXED | 43.42 | PI5700-1355 | 0 | 0 | 0 | 0 | 0 | 0 | 0 | 0 | 0 | 0 | 0 | [11 empty] | 79.2491
PI0600-3099.1 |  |  | 0 | 0.059055 | 0 | 25 | 0.013 | 0 | 2.644 | 12 | 303.3571 | UNKN | Conduit | 12 | 1 |  | 0 | 107.6391 | 107.6391 | 0.0010764 | Estuary | 0 | FIXED | 45.48 | PI0600-2796 | 0 | 0.55051 | SUBURBS | 0 | 0 | 0 | 1 | Cond | 20 | 32.8084 | 1 | N | 0 |  | CIRC | ROAD | 0.7874 | Full | 0 | Other |  | 0.059055 | 0 | 25 | 0.013 | 0.51 | FIXED | 47.15 | PI0600-3099 | 0 | 0 | 0 | 0 | 0 | 0 | 0 | 0 | 0 | 0 | 0 | [11 empty] | 303.3469
PI0600-3154.1 |  |  | 0 | 0.059055 | 0 | 25 | 0.013 | 0 | 2.8044 | 12 | 54.8988 | UNKN | Conduit | 12 | 1 |  | 0 | 107.6391 | 107.6391 | 0.0010764 | Estuary | 0 | FIXED | 47.15 | PI0600-3099 | 0 | 0.61932 | SUBURBS | 0 | 0 | 0 | 1 | Cond | 20 | 32.8084 | 1 | N | 0 |  | CIRC | ROAD | 0.7874 | Full | 0 | Other |  | 0.059055 | 0 | 25 | 0.013 | 0.5 | FIXED | 47.49 | PI0600-3154 | 0 | 0 | 0 | 0 | 0 | 0 | 0 | 0 | 0 | 0 | 0 | [11 empty] | 54.8982
PI0600-2796.1 |  |  | 0 | 0.059055 | 0 | 25 | 0.013 | 0 | 2.775 | 12 | 70.9081 | UNKN | Conduit | 12 | 1 |  | 0 | 107.6391 | 107.6391 | 0.0010764 | Estuary | 0 | FIXED | 45.05 | PI0600-2725 | 0 | 0.60642 | SUBURBS | 0 | 0 | 0 | 1 | Cond | 20 | 32.8084 | 1 | N | 0 |  | CIRC | ROAD | 0.7874 | Full | 0 | Other |  | 0.059055 | 0 | 25 | 0.013 | 0.17 | FIXED | 45.48 | PI0600-2796 | 0 | 0 | 0 | 0 | 0 | 0 | 0 | 0 | 0 | 0 | 0 | [11 empty] | 70.9039
PI5808-32.1 |  |  | 0 | 0.059055 | 0 | 25 | 0.013 | 0 | 3.2657 | 12 | 32.1508 | UNKN | Conduit | 12 | 1 |  | 0 | 107.6391 | 107.6391 | 0.0010764 | Estuary | 0 | FIXED | 47.94 | PI5800-2581 | 0 | 0.83979 | SUBURBS | 0 | 0 | 0 | 1 | Cond | 20 | 32.8084 | 1 | N | 0 |  | CIRC | ROAD | 0.7874 | Full | 0 | Other |  | 0.059055 | 0 | 25 | 0.013 | 0.5 | FIXED | 48.21 | PI5808-32 | 0 | 0 | 0 | 0 | 0 | 0 | 0 | 0 | 0 | 0 | 0 | [11 empty] | 32.1506
PI5814-33.1 |  |  | 0 | 0.059055 | 0 | 25 | 0.013 | 0 | 10.9991 | 12 | 32.7498 | UNKN | Conduit | 12 | 1 |  | 0 | 107.6391 | 107.6391 | 0.0010764 | Estuary | 0 | FIXED | 49.07 | PI5800-3962 | 0 | 9.5268 | SUBURBS | 0 | 0 | 0 | 1 | Cond | 20 | 32.8084 | 1 | N | 0 |  | CIRC | ROAD | 0.7874 | Full | 0 | Other |  | 0.059055 | 0 | 25 | 0.013 | 0.5 | FIXED | 52.19 | PI5814-33 | 0 | 0 | 0 | 0 | 0 | 0 | 0 | 0 | 0 | 0 | 0 | [11 empty] | 32.7496
PI5807-81.1 |  |  | 0 | 0.059055 | 0 | 25 | 0.013 | 0 | 1.7656 | 12 | 81.4744 | UNKN | Conduit | 12 | 1 |  | 0 | 107.6391 | 107.6391 | 0.0010764 | Estuary | 0 | FIXED | 47.29 | PI5800-2365 | 0 | 0.24548 | SUBURBS | 0 | 0 | 0 | 1 | Cond | 20 | 32.8084 | 1 | N | 0 |  | CIRC | ROAD | 0.7874 | Full | 0 | Other |  | 0.059055 | 0 | 25 | 0.013 | 0.5 | FIXED | 47.49 | PI5807-81 | 0 | 0 | 0 | 0 | 0 | 0 | 0 | 0 | 0 | 0 | 0 | [11 empty] | 81.4742
PI5811-210.1 |  |  | 0 | 0.059055 | 0 | 25 | 0.013 | 0 | 4.6976 | 12 | 210.04 | UNKN | Conduit | 12 | 1 |  | 0 | 107.6391 | 107.6391 | 0.0010764 | Estuary | 0 | FIXED | 45.24 | PI5800-2752 | 0 | 1.7378 | SUBURBS | 0 | 0 | 0 | 1 | Cond | 20 | 32.8084 | 1 | N | 0 |  | CIRC | ROAD | 0.7874 | Full | 0 | Other |  | 0.059055 | 0 | 25 | 0.013 | 0.5 | FIXED | 48.89 | PI5811-210 | 0 | 0 | 0 | 0 | 0 | 0 | 0 | 0 | 0 | 0 | 0 | [11 empty] | 210.0396
PI5803-86.1 |  |  | 0 | 0.059055 | 0 | 25 | 0.013 | 0 | 6.6 | 12 | 86.2933 | UNKN | Conduit | 12 | 1 |  | 0 | 107.6391 | 107.6391 | 0.0010764 | Estuary | 0 | FIXED | 41.86 | PI5800-1547 | 0 | 3.4302 | SUBURBS | 0 | 0 | 0 | 1 | Cond | 20 | 32.8084 | 1 | N | 0 |  | CIRC | ROAD | 0.7874 | Full | 0 | Other |  | 0.059055 | 0 | 25 | 0.013 | 0.5 | FIXED | 44.82 | PI5803-86 | 0 | 0 | 0 | 0 | 0 | 0 | 0 | 0 | 0 | 0 | 0 | [11 empty] | 86.2814
PI5809-80.1 |  |  | 0 | 0.059055 | 0 | 25 | 0.013 | 0 | 5.2756 | 12 | 79.849 | UNKN | Conduit | 12 | 1 |  | 0 | 107.6391 | 107.6391 | 0.0010764 | Estuary | 0 | FIXED | 47.94 | PI5800-2581 | 0 | 2.1916 | SUBURBS | 0 | 0 | 0 | 1 | Cond | 20 | 32.8084 | 1 | N | 0 |  | CIRC | ROAD | 0.7874 | Full | 0 | Other |  | 0.059055 | 0 | 25 | 0.013 | 0.5 | FIXED | 49.69 | PI5809-80 | 0 | 0 | 0 | 0 | 0 | 0 | 0 | 0 | 0 | 0 | 0 | [11 empty] | 79.8494
PI7813-52.1 |  |  | 0 | 0.059055 | 0 | 25 | 0.013 | 0 | 1.7833 | 12 | 51.9105 | UNKN | Conduit | 12 | 1 |  | 0 | 107.6391 | 107.6391 | 0.0010764 | Estuary | 0 | FIXED | 41.79 | PI7800-8035 | 0 | 0.25043 | SUBURBS | 0 | 0 | 0 | 1 | Cond | 20 | 32.8084 | 1 | N | 0 |  | CIRC | ROAD | 0.7874 | Full | 0 | Other |  | 0.059055 | 0 | 25 | 0.013 | 0.5 | FIXED | 41.92 | PI7813-52 | 0 | 0 | 0 | 0 | 0 | 0 | 0 | 0 | 0 | 0 | 0 | [11 empty] | 51.9106
PI7812-39.1 |  |  | 0 | 0.059055 | 0 | 25 | 0.013 | 0 | 1.8143 | 12 | 38.5806 | UNKN | Conduit | 12 | 1 |  | 0 | 107.6391 | 107.6391 | 0.0010764 | Estuary | 0 | FIXED | 40.33 | PI7800-7141 | 0 | 0.2592 | SUBURBS | 0 | 0 | 0 | 1 | Cond | 20 | 32.8084 | 1 | N | 0 |  | CIRC | ROAD | 0.7874 | Full | 0 | Other |  | 0.059055 | 0 | 25 | 0.013 | 0.5 | FIXED | 40.43 | PI7812-39 | 0 | 0 | 0 | 0 | 0 | 0 | 0 | 0 | 0 | 0 | 0 | [11 empty] | 38.5806
PI7811-16.1 |  |  | 0 | 0.059055 | 0 | 25 | 0.013 | 0 | 1.7759 | 12 | 16.1054 | UNKN | Conduit | 12 | 1 |  | 0 | 107.6391 | 107.6391 | 0.0010764 | Estuary | 0 | FIXED | 40.31 | PI7800-7113 | 0 | 0.24836 | SUBURBS | 0 | 0 | 0 | 1 | Cond | 20 | 32.8084 | 1 | N | 0 |  | CIRC | ROAD | 0.7874 | Full | 0 | Other |  | 0.059055 | 0 | 25 | 0.013 | 0.5 | FIXED | 40.35 | PI7811-16 | 0 | 0 | 0 | 0 | 0 | 0 | 0 | 0 | 0 | 0 | 0 | [11 empty] | 16.1055
PI7810-35.1 |  |  | 0 | 0.059055 | 0 | 25 | 0.013 | 0 | 1.8084 | 12 | 34.9488 | UNKN | Conduit | 12 | 1 |  | 0 | 107.6391 | 107.6391 | 0.0010764 | Estuary | 0 | FIXED | 39.55 | PI7800-6369 | 0 | 0.25752 | SUBURBS | 0 | 0 | 0 | 1 | Cond | 20 | 32.8084 | 1 | N | 0 |  | CIRC | ROAD | 0.7874 | Full | 0 | Other |  | 0.059055 | 0 | 25 | 0.013 | 0.5 | FIXED | 39.64 | PI7810-35 | 0 | 0 | 0 | 0 | 0 | 0 | 0 | 0 | 0 | 0 | 0 | [11 empty] | 34.942
PI1506-549.1 |  |  | 0 | 0.059055 | 0 | 25 | 0.013 | 0 | 3.0869 | 12 | 192.195 | UNKN | Conduit | 12 | 1 |  | 0 | 107.6391 | 107.6391 | 0.0010764 | Estuary | 0 | FIXED | 55.5578 | PI1506-356 | 0 | 0.75037 | SUBURBS | 0 | 0 | 0 | 1 | Cond | 20 | 32.8084 | 1 | N | 0 |  | CIRC | ROAD | 0.7874 | Full | 0 | Other |  | 0.059055 | 0 | 25 | 0.013 | 0.5 | FIXED | 57 | PI1506-549 | 0 | 0 | 0 | 0 | 0 | 0 | 0 | 0 | 0 | 0 | 0 | [11 empty] | 192.9101
PI1506-356.1 |  |  | 0 | 0.059055 | 0 | 25 | 0.013 | 0 | 3.0869 | 12 | 355.535 | UNKN | Conduit | 12 | 1 |  | 0 | 107.6391 | 107.6391 | 0.0010764 | Estuary | 0 | FIXED | 52.89 | PI1500-5731 | 0 | 0.75037 | SUBURBS | 0 | 0 | 0 | 1 | Cond | 20 | 32.8084 | 1 | N | 0 |  | CIRC | ROAD | 0.7874 | Full | 0 | Other |  | 0.059055 | 0 | 25 | 0.013 | 0.17 | FIXED | 55.5578 | PI1506-356 | 0 | 0 | 0 | 0 | 0 | 0 | 0 | 0 | 0 | 0 | 0 | [11 empty] | 356.2502
PI110204-12.1 |  |  | 0 | 0.059055 | 0 | 25 | 0.013 | 0 | 4.7624 | 12 | 12.0046 | UNKN | Conduit | 12 | 1 |  | 0 | 107.6391 | 107.6391 | 0.0010764 | Estuary | 0 | FIXED | 24.7856 | PI1102-679 | 0 | 1.786 | SUBURBS | 0 | 0 | 0 | 1 | Cond | 20 | 32.8084 | 1 | N | 0 |  | CIRC | ROAD | 0.7874 | Full | 0 | Other |  | 0.059055 | 0 | 25 | 0.013 | 0.5 | FIXED | 25 | PI110204-12 | 0 | 0 | 0 | 0 | 0 | 0 | 0 | 0 | 0 | 0 | 0 | [11 empty] | 12.0049
PI110203-41.1 |  |  | 0 | 0.059055 | 0 | 25 | 0.013 | 0 | 2.163 | 12 | 40.7147 | UNKN | Conduit | 12 | 1 |  | 0 | 107.6391 | 107.6391 | 0.0010764 | Estuary | 0 | FIXED | 17.85 | PI1102-290 | 0 | 0.36842 | SUBURBS | 0 | 0 | 0 | 1 | Cond | 20 | 32.8084 | 1 | N | 0 |  | CIRC | ROAD | 0.7874 | Full | 0 | Other |  | 0.059055 | 0 | 25 | 0.013 | 0.17 | FIXED | 18 | PI110203-41 | 0 | 0 | 0 | 0 | 0 | 0 | 0 | 0 | 0 | 0 | 0 | [11 empty] | 40.7143
PI110201-32.1 |  |  | 0 | 0.059055 | 0 | 25 | 0.013 | 0 | 1.7817 | 12 | 32.0026 | UNKN | Conduit | 12 | 1 |  | 0 | 107.6391 | 107.6391 | 0.0010764 | Estuary | 0 | FIXED | 17.47 | PI1102-138 | 0 | 0.24998 | SUBURBS | 0 | 0 | 0 | 1 | Cond | 20 | 32.8084 | 1 | N | 0 |  | CIRC | ROAD | 0.7874 | Full | 0 | Other |  | 0.059055 | 0 | 25 | 0.013 | 0.5 | FIXED | 17.55 | PI110201-32 | 0 | 0 | 0 | 0 | 0 | 0 | 0 | 0 | 0 | 0 | 0 | [11 empty] | 32.002
PI1102-469.1 |  |  | 0 | 0.059055 | 0 | 25 | 0.013 | 0 | 4.7624 | 12 | 178.4251 | UNKN | Conduit | 12 | 1 |  | 0 | 107.6391 | 107.6391 | 0.0010764 | Estuary | 0 | FIXED | 17.85 | PI1102-290 | 0 | 1.786 | SUBURBS | 0 | 0 | 0 | 1 | Cond | 20 | 32.8084 | 1 | N | 0 |  | CIRC | ROAD | 0.7874 | Full | 0 | Other |  | 0.059055 | 0 | 25 | 0.013 | 0.5 | FIXED | 21.0367 | PI1102-469 | 0 | 0 | 0 | 0 | 0 | 0 | 0 | 0 | 0 | 0 | 0 | [11 empty] | 178.4243
PI1102-679.1 |  |  | 0 | 0.059055 | 0 | 25 | 0.013 | 0 | 4.7624 | 12 | 209.9033 | UNKN | Conduit | 12 | 1 |  | 0 | 107.6391 | 107.6391 | 0.0010764 | Estuary | 0 | FIXED | 21.0367 | PI1102-469 | 0 | 1.786 | SUBURBS | 0 | 0 | 0 | 1 | Cond | 20 | 32.8084 | 1 | N | 0 |  | CIRC | ROAD | 0.7874 | Full | 0 | Other |  | 0.059055 | 0 | 25 | 0.013 | 0.77 | FIXED | 24.7856 | PI1102-679 | 0 | 0 | 0 | 0 | 0 | 0 | 0 | 0 | 0 | 0 | 0 | [11 empty] | 209.9038
PI0807-113.1 |  |  | 0 | 0.059055 | 0 | 25 | 0.013 | 0 | 1.7731 | 12 | 113.1008 | UNKN | Conduit | 12 | 1 |  | 0 | 107.6391 | 107.6391 | 0.0010764 | Estuary | 0 | FIXED | 19.53 | PI0800-10107 | 0 | 0.24757 | SUBURBS | 0 | 0 | 0 | 1 | Cond | 20 | 32.8084 | 1 | N | 0 |  | CIRC | ROAD | 0.7874 | Full | 0 | Other |  | 0.059055 | 0 | 25 | 0.013 | 0.5 | FIXED | 19.81 | PI0807-113 | 0 | 0 | 0 | 0 | 0 | 0 | 0 | 0 | 0 | 0 | 0 | [11 empty] | 113.1023
PI0808-124.1 |  |  | 0 | 0.059055 | 0 | 25 | 0.013 | 0 | 2.26 | 12 | 124.3106 | UNKN | Conduit | 12 | 1 |  | 0 | 107.6391 | 107.6391 | 0.0010764 | Estuary | 0 | FIXED | 22 | PI0800-10484 | 0 | 0.40222 | SUBURBS | 0 | 0 | 0 | 1 | Cond | 20 | 32.8084 | 1 | N | 0 |  | CIRC | ROAD | 0.7874 | Full | 0 | Other |  | 0.059055 | 0 | 25 | 0.013 | 0.5 | FIXED | 22.5 | PI0808-124 | 0 | 0 | 0 | 0 | 0 | 0 | 0 | 0 | 0 | 0 | 0 | [11 empty] | 124.3122
PI030301-107.1 |  |  | 0 | 0.059055 | 0 | 25 | 0.013 | 0 | 5.4291 | 12 | 106.8484 | UNKN | Conduit | 12 | 1 |  | 0 | 107.6391 | 107.6391 | 0.0010764 | Estuary | 0 | FIXED | 24.47 | PI0303-539 | 0 | 2.321 | SUBURBS | 0 | 0 | 0 | 1 | Cond | 20 | 32.8084 | 1 | N | 0 |  | CIRC | ROAD | 0.7874 | Full | 0 | Other |  | 0.059055 | 0 | 25 | 0.013 | 0.5 | FIXED | 26.95 | PI030301-107 | 0 | 0 | 0 | 0 | 0 | 0 | 0 | 0 | 0 | 0 | 0 | [11 empty] | 106.8481
PI030301-248.1 |  |  | 0 | 0.059055 | 0 | 25 | 0.013 | 0 | 1.9654 | 12 | 141.367 | UNKN | Conduit | 12 | 1 |  | 0 | 107.6391 | 107.6391 | 0.0010764 | Estuary | 0 | FIXED | 26.95 | PI030301-107 | 0 | 0.30417 | SUBURBS | 0 | 0 | 0 | 1 | Cond | 20 | 32.8084 | 1 | N | 0 |  | CIRC | ROAD | 0.7874 | Full | 0 | Other |  | 0.059055 | 0 | 25 | 0.013 | 0.17 | FIXED | 27.38 | PI030301-248 | 0 | 0 | 0 | 0 | 0 | 0 | 0 | 0 | 0 | 0 | 0 | [11 empty] | 141.3668
PI030601-137.1 |  |  | 0 | 0.059055 | 0 | 25 | 0.013 | 0 | 2.7057 | 12 | 137.0361 | UNKN | Conduit | 12 | 1 |  | 0 | 107.6391 | 107.6391 | 0.0010764 | Estuary | 0 | FIXED | 25.58 | PI0306-84 | 0 | 0.57649 | SUBURBS | 0 | 0 | 0 | 1 | Cond | 20 | 32.8084 | 1 | N | 0 |  | CIRC | ROAD | 0.7874 | Full | 0 | Other |  | 0.059055 | 0 | 25 | 0.013 | 0.83 | FIXED | 26.37 | PI030601-137 | 0 | 0 | 0 | 0 | 0 | 0 | 0 | 0 | 0 | 0 | 0 | [11 empty] | 137.0362
PI0306-660.1 |  |  | 0 | 0.059055 | 0 | 25 | 0.013 | 0 | 1.5795 | 12 | 122.1584 | UNKN | Conduit | 12 | 1 |  | 0 | 107.6391 | 107.6391 | 0.0010764 | Estuary | 0 | FIXED | 26.82 | PI0306-538 | 0 | 0.19647 | SUBURBS | 0 | 0 | 0 | 1 | Cond | 20 | 32.8084 | 1 | N | 0 |  | CIRC | ROAD | 0.7874 | Full | 0 | Other |  | 0.059055 | 0 | 25 | 0.013 | 0.5 | FIXED | 27.06 | PI0306-660 | 0 | 0 | 0 | 0 | 0 | 0 | 0 | 0 | 0 | 0 | 0 | [11 empty] | 122.1327
PI030602-69.1 |  |  | 0 | 0.059055 | 0 | 25 | 0.013 | 0 | 1.7657 | 12 | 69.2423 | UNKN | Conduit | 12 | 1 |  | 0 | 107.6391 | 107.6391 | 0.0010764 | Estuary | 0 | FIXED | 26.82 | PI0306-538 | 0 | 0.24551 | SUBURBS | 0 | 0 | 0 | 1 | Cond | 20 | 32.8084 | 1 | N | 0 |  | CIRC | ROAD | 0.7874 | Full | 0 | Other |  | 0.059055 | 0 | 25 | 0.013 | 0.5 | FIXED | 26.99 | PI030602-69 | 0 | 0 | 0 | 0 | 0 | 0 | 0 | 0 | 0 | 0 | 0 | [11 empty] | 69.2424
PI0306-538.1 |  |  | 0 | 0.059055 | 0 | 25 | 0.013 | 0 | 4.279 | 12 | 42.9998 | UNKN | Conduit | 12 | 1 |  | 0 | 107.6391 | 107.6391 | 0.0010764 | Estuary | 0 | FIXED | 26.2 | PI0306-495 | 0 | 1.4419 | SUBURBS | 0 | 0 | 0 | 1 | Cond | 20 | 32.8084 | 1 | N | 0 |  | CIRC | ROAD | 0.7874 | Full | 0 | Other |  | 0.059055 | 0 | 25 | 0.013 | 0.17 | FIXED | 26.82 | PI0306-538 | 0 | 0 | 0 | 0 | 0 | 0 | 0 | 0 | 0 | 0 | 0 | [11 empty] | 43.0004
PI0308-132.1 |  |  | 0 | 0.059055 | 0 | 25 | 0.013 | 0 | -2.9766 | 12 | 131.8615 | UNKN | Conduit | 12 | 1 |  | 0 | 107.6391 | 107.6391 | 0.0010764 | Estuary | 0 | FIXED | 27.79 | PI0300-10656 | 0 | -0.6977 | SUBURBS | 0 | 0 | 0 | 1 | Cond | 20 | 32.8084 | 1 | N | 0 |  | CIRC | ROAD | 0.7874 | Full | 0 | Other |  | 0.059055 | 0 | 25 | 0.013 | 0.5 | FIXED | 26.87 | PI0308-132 | 0 | 0 | 0 | 0 | 0 | 0 | 0 | 0 | 0 | 0 | 0 | [11 empty] | 131.8605
PI1500-3731.1 |  |  | 0 | 0.059055 | 0 | 25 | 0.013 | 0 | 11.2884 | 24 | 224.9648 | UNKN | Conduit | 24 | 1 |  | 0 | 107.6391 | 107.6391 | 0.0010764 | Estuary | 0 | FIXED | 38.23 | PI1500-3506 | 0 | 0.24893 | SUBURBS | 0 | 0 | 0 | 1 | Cond | 20 | 32.8084 | 1 | N | 0 |  | CIRC | ROAD | 0.7874 | Full | 0 | Other |  | 0.059055 | 0 | 25 | 0.013 | 0.59 | FIXED | 38.79 | PI1500-3731 | 0 | 0 | 0 | 0 | 0 | 0 | 0 | 0 | 0 | 0 | 0 | [11 empty] | 224.964
PI1500-3506.1 |  |  | 0 | 0.059055 | 0 | 25 | 0.013 | 0 | 11.3327 | 24 | 243.1416 | UNKN | Conduit | 24 | 1 |  | 0 | 107.6391 | 107.6391 | 0.0010764 | Estuary | 0 | FIXED | 37.62 | PI1500-3263 | 0 | 0.25088 | SUBURBS | 0 | 0 | 0 | 1 | Cond | 20 | 32.8084 | 1 | N | 0 |  | CIRC | ROAD | 0.7874 | Full | 0 | Other |  | 0.059055 | 0 | 25 | 0.013 | 0.17 | FIXED | 38.23 | PI1500-3506 | 0 | 0 | 0 | 0 | 0 | 0 | 0 | 0 | 0 | 0 | 0 | [11 empty] | 243.142
PI6608-40.1 |  |  | 0 | 0.059055 | 0 | 25 | 0.013 | 0 | 1.7859 | 12 | 40.1817 | UNKN | Conduit | 12 | 1 |  | 0 | 107.6391 | 107.6391 | 0.0010764 | Estuary | 0 | FIXED | 16.4 | PI6600-5967 | 0 | 0.25117 | SUBURBS | 0 | 0 | 0 | 1 | Cond | 20 | 32.8084 | 1 | N | 0 |  | CIRC | ROAD | 0.7874 | Full | 0 | Other |  | 0.059055 | 0 | 25 | 0.013 | 0.5 | FIXED | 16.5009 | PI6608-40 | 0 | 0 | 0 | 0 | 0 | 0 | 0 | 0 | 0 | 0 | 0 | [11 empty] | 40.182
PI660503-283.1 |  |  | 0 | 0.059055 | 0 | 25 | 0.013 | 0 | 1.7834 | 12 | 283.4734 | UNKN | Conduit | 12 | 1 |  | 0 | 107.6391 | 107.6391 | 0.0010764 | Estuary | 0 | FIXED | 15.64 | PI6605-1086 | 0 | 0.25046 | SUBURBS | 0 | 0 | 0 | 1 | Cond | 20 | 32.8084 | 1 | N | 0 |  | CIRC | ROAD | 0.7874 | Full | 0 | Other |  | 0.059055 | 0 | 25 | 0.013 | 0.5 | FIXED | 16.35 | PI660503-283 | 0 | 0 | 0 | 0 | 0 | 0 | 0 | 0 | 0 | 0 | 0 | [11 empty] | 283.4393
PI6607-40.1 |  |  | 0 | 0.059055 | 0 | 25 | 0.013 | 0 | 1.7799 | 12 | 40.083 | UNKN | Conduit | 12 | 1 |  | 0 | 107.6391 | 107.6391 | 0.0010764 | Estuary | 0 | FIXED | 14.78 | PI6600-5377 | 0 | 0.24948 | SUBURBS | 0 | 0 | 0 | 1 | Cond | 20 | 32.8084 | 1 | N | 0 |  | CIRC | ROAD | 0.7874 | Full | 0 | Other |  | 0.059055 | 0 | 25 | 0.013 | 0.5 | FIXED | 14.88 | PI6607-40 | 0 | 0 | 0 | 0 | 0 | 0 | 0 | 0 | 0 | 0 | 0 | [11 empty] | 40.0826
PI1000-3317.1 |  |  | 0 | 0.059055 | 0 | 25 | 0.013 | 0 | 2.2137 | 12 | 388.7046 | UNKN | Conduit | 12 | 1 |  | 0 | 107.6391 | 107.6391 | 0.0010764 | Estuary | 0 | FIXED | 21.5 | PI1000-2929 | 0 | 0.3859 | SUBURBS | 0 | 0 | 0 | 1 | Cond | 20 | 32.8084 | 1 | N | 0 |  | CIRC | ROAD | 0.7874 | Full | 0 | Other |  | 0.059055 | 0 | 25 | 0.013 | 0.5 | FIXED | 23 | PI1000-3317 | 0 | 0 | 0 | 0 | 0 | 0 | 0 | 0 | 0 | 0 | 0 | [11 empty] | 388.693
PI1003-366.1 |  |  | 0 | 0.059055 | 0 | 25 | 0.013 | 0 | 4.5824 | 12 | 60.4764 | UNKN | Conduit | 12 | 1 |  | 0 | 107.6391 | 107.6391 | 0.0010764 | Estuary | 0 | FIXED | 18 | PI1003-93 | 0 | 1.6535 | SUBURBS | 0 | 0 | 0 | 1 | Cond | 20 | 32.8084 | 1 | N | 0 |  | CIRC | ROAD | 0.7874 | Full | 0 | Other |  | 0.059055 | 0 | 25 | 0.013 | 0.5 | FIXED | 19 | PI1003-366 | 0 | 0 | 0 | 0 | 0 | 0 | 0 | 0 | 0 | 0 | 0 | [11 empty] | 272.4677
PI1001-552.1 |  |  | 0 | 0.059055 | 0 | 25 | 0.013 | 0 | 3.6722 | 12 | 47.0848 | UNKN | Conduit | 12 | 1 |  | 0 | 107.6391 | 107.6391 | 0.0010764 | Estuary | 0 | FIXED | 19.5 | PI1001-505 | 0 | 1.0619 | SUBURBS | 0 | 0 | 0 | 1 | Cond | 20 | 32.8084 | 1 | N | 0 |  | CIRC | ROAD | 0.7874 | Full | 0 | Other |  | 0.059055 | 0 | 25 | 0.013 | 0.5 | FIXED | 20 | PI1001-552 | 0 | 0 | 0 | 0 | 0 | 0 | 0 | 0 | 0 | 0 | 0 | [11 empty] | 47.0845
PI1001-505.1 |  |  | 0 | 0.059055 | 0 | 25 | 0.013 | 0 | 2.4361 | 12 | 106.9917 | UNKN | Conduit | 12 | 1 |  | 0 | 107.6391 | 107.6391 | 0.0010764 | Estuary | 1 | FIXED | 19 | PI1001-23 | 0 | 0.46733 | SUBURBS | 0 | 0 | 0 | 1 | Cond | 20 | 32.8084 | 1 | N | 0 |  | CIRC | ROAD | 0.7874 | Full | 0 | Other |  | 0.059055 | 0 | 25 | 0.013 | 0.29 | FIXED | 19.5 | PI1001-505 | 0 | 0 | 0 | 0 | 0 | 0 | 0 | 0 | 0 | 0 | 0 | [11 empty] | 481.4955
PI100301-195.1 |  |  | 0 | 0.059055 | 0 | 25 | 0.013 | 0 | 3.4945 | 12 | 51.9961 | UNKN | Conduit | 12 | 1 |  | 0 | 107.6391 | 107.6391 | 0.0010764 | Estuary | 0 | FIXED | 18 | PI1003-93 | 0 | 0.96161 | SUBURBS | 0 | 0 | 0 | 1 | Cond | 20 | 32.8084 | 1 | N | 0 |  | CIRC | ROAD | 0.7874 | Full | 0 | Other |  | 0.059055 | 0 | 25 | 0.013 | 0.5 | FIXED | 18.5 | PI100301-195 | 0 | 0 | 0 | 0 | 0 | 0 | 0 | 0 | 0 | 0 | 0 | [11 empty] | 195.1581
PI1007-352.1 |  |  | 0 | 0.059055 | 0 | 25 | 0.013 | 0 | 1.3425 | 12 | 352.317 | UNKN | Conduit | 12 | 1 |  | 0 | 107.6391 | 107.6391 | 0.0010764 | Estuary | 0 | FIXED | 21 | PI1000-2929 | 0 | 0.14192 | SUBURBS | 0 | 0 | 0 | 1 | Cond | 20 | 32.8084 | 1 | N | 0 |  | CIRC | ROAD | 0.7874 | Full | 0 | Other |  | 0.059055 | 0 | 25 | 0.013 | 0.5 | FIXED | 21.5 | PI1007-352 | 0 | 0 | 0 | 0 | 0 | 0 | 0 | 0 | 0 | 0 | 0 | [11 empty] | 352.2981
PI1000-2929.1 |  |  | 0 | 0.059055 | 0 | 25 | 0.013 | 0 | 1.3425 | 12 | 220.7243 | UNKN | Conduit | 12 | 1 |  | 0 | 107.6391 | 107.6391 | 0.0010764 | Estuary | 0 | FIXED | 20.6868 | PI1000-2708 | 0 | 0.14192 | SUBURBS | 0 | 0 | 0 | 1 | Cond | 20 | 32.8084 | 1 | N | 0 |  | CIRC | ROAD | 0.7874 | Full | 0 | Other |  | 0.059055 | 0 | 25 | 0.013 | 0.17 | FIXED | 21 | PI1000-2929 | 0 | 0 | 0 | 0 | 0 | 0 | 0 | 0 | 0 | 0 | 0 | [11 empty] | 220.6735
PI7804-1613.1 |  |  | 0 | 0.059055 | 0 | 25 | 0.013 | 0 | 2.3234 | 12 | 278.5489 | UNKN | Conduit | 12 | 1 |  | 0 | 107.6391 | 107.6391 | 0.0010764 | Estuary | 0 | FIXED | 34.1375 | PI7804-1335 | 0 | 0.42509 | SUBURBS | 0 | 0 | 0 | 1 | Cond | 20 | 32.8084 | 1 | N | 0 |  | CIRC | ROAD | 0.7874 | Full | 0 | Other |  | 0.059055 | 0 | 25 | 0.013 | 0.5 | FIXED | 35.3216 | PI7804-1613 | 0 | 0 | 0 | 0 | 0 | 0 | 0 | 0 | 0 | 0 | 0 | [11 empty] | 278.5476
PI7804-1335.1 |  |  | 0 | 0.059055 | 0 | 25 | 0.013 | 0 | 2.3234 | 12 | 46.2289 | UNKN | Conduit | 12 | 1 |  | 0 | 107.6391 | 107.6391 | 0.0010764 | Estuary | 0 | FIXED | 33.941 | PI7804-1288 | 0 | 0.42509 | SUBURBS | 0 | 0 | 0 | 1 | Cond | 20 | 32.8084 | 1 | N | 0 |  | CIRC | ROAD | 0.7874 | Full | 0 | Other |  | 0.059055 | 0 | 25 | 0.013 | 0.39 | FIXED | 34.1375 | PI7804-1335 | 0 | 0 | 0 | 0 | 0 | 0 | 0 | 0 | 0 | 0 | 0 | [11 empty] | 46.2042
PI8201-299.1 |  |  | 0 | 0.059055 | 0 | 25 | 0.013 | 0 | 0.50976 | 12 | 298.5448 | UNKN | Conduit | 12 | 1 |  | 0 | 107.6391 | 107.6391 | 0.0010764 | Estuary | 0 | FIXED | 25.78 | PI8200-631 | 0 | 0.020463 | SUBURBS | 0 | 0 | 0 | 1 | Cond | 20 | 32.8084 | 1 | N | 0 |  | CIRC | ROAD | 0.7874 | Full | 0 | Other |  | 0.059055 | 0 | 25 | 0.013 | 0.17 | FIXED | 25.8411 | PI8201-299 | 0 | 0 | 0 | 0 | 0 | 0 | 0 | 0 | 0 | 0 | 0 | [11 empty] | 298.544
PI830101-77.1 |  |  | 0 | 0.059055 | 0 | 25 | 0.013 | 0 | 6.27 | 12 | 77.1225 | UNKN | Conduit | 12 | 1 |  | 0 | 107.6391 | 107.6391 | 0.0010764 | Estuary | 0 | FIXED | 25.6125 | PI8301-26 | 0 | 3.0958 | SUBURBS | 0 | 0 | 0 | 1 | Cond | 20 | 32.8084 | 1 | N | 0 |  | CIRC | ROAD | 0.7874 | Full | 0 | Other |  | 0.059055 | 0 | 25 | 0.013 | 0.5 | FIXED | 28 | PI830101-77 | 0 | 0 | 0 | 0 | 0 | 0 | 0 | 0 | 0 | 0 | 0 | [11 empty] | 77.1229
PI8301-168.1 |  |  | 0 | 0.059055 | 0 | 25 | 0.013 | 0 | -1.6966 | 12 | 142.2613 | UNKN | Conduit | 12 | 1 |  | 0 | 107.6391 | 107.6391 | 0.0010764 | Estuary | 0 | FIXED | 25.6125 | PI8301-26 | 0 | -0.22667 | SUBURBS | 0 | 0 | 0 | 1 | Cond | 20 | 32.8084 | 1 | N | 0 |  | CIRC | ROAD | 0.7874 | Full | 0 | Other |  | 0.059055 | 0 | 25 | 0.013 | 0.5 | FIXED | 25.29 | PI8301-168 | 0 | 0 | 0 | 0 | 0 | 0 | 0 | 0 | 0 | 0 | 0 | [11 empty] | 142.2611
PI8703-77.1 |  |  | 0 | 0.059055 | 0 | 25 | 0.013 | 0 | 1.7711 | 12 | 76.9209 | UNKN | Conduit | 12 | 1 |  | 0 | 107.6391 | 107.6391 | 0.0010764 | Estuary | 0 | FIXED | 24.29 | PI8700-942 | 0 | 0.24701 | SUBURBS | 0 | 0 | 0 | 1 | Cond | 20 | 32.8084 | 1 | N | 0 |  | CIRC | ROAD | 0.7874 | Full | 0 | Other |  | 0.059055 | 0 | 25 | 0.013 | 0.5 | FIXED | 24.48 | PI8703-77 | 0 | 0 | 0 | 0 | 0 | 0 | 0 | 0 | 0 | 0 | 0 | [11 empty] | 76.921
PI8401-66.1 |  |  | 0 | 0.059055 | 0 | 25 | 0.013 | 0 | 1.8052 | 12 | 66.2433 | UNKN | Conduit | 12 | 1 |  | 0 | 107.6391 | 107.6391 | 0.0010764 | Estuary | 0 | FIXED | 25.17 | PI8400-1220 | 0 | 0.25663 | SUBURBS | 0 | 0 | 0 | 1 | Cond | 20 | 32.8084 | 1 | N | 0 |  | CIRC | ROAD | 0.7874 | Full | 0 | Other |  | 0.059055 | 0 | 25 | 0.013 | 0.5 | FIXED | 25.34 | PI8401-66 | 0 | 0 | 0 | 0 | 0 | 0 | 0 | 0 | 0 | 0 | 0 | [11 empty] | 66.3389
PI8402-71.1 |  |  | 0 | 0.059055 | 0 | 25 | 0.013 | 0 | 1.7924 | 12 | 71.1507 | UNKN | Conduit | 12 | 1 |  | 0 | 107.6391 | 107.6391 | 0.0010764 | Estuary | 0 | FIXED | 25.17 | PI8400-1220 | 0 | 0.25298 | SUBURBS | 0 | 0 | 0 | 1 | Cond | 20 | 32.8084 | 1 | N | 0 |  | CIRC | ROAD | 0.7874 | Full | 0 | Other |  | 0.059055 | 0 | 25 | 0.013 | 0.5 | FIXED | 25.35 | PI8402-71 | 0 | 0 | 0 | 0 | 0 | 0 | 0 | 0 | 0 | 0 | 0 | [11 empty] | 71.0267
PI7805-11.1 |  |  | 0 | 0.059055 | 0 | 25 | 0.013 | 0 | 15.3337 | 12 | 10.802 | UNKN | Conduit | 12 | 1 |  | 0 | 107.6391 | 107.6391 | 0.0010764 | Estuary | 0 | FIXED | 28 | PI7800-4020 | 0 | 18.515 | SUBURBS | 0 | 0 | 0 | 1 | Cond | 20 | 32.8084 | 1 | N | 0 |  | CIRC | ROAD | 0.7874 | Full | 0 | Other |  | 0.059055 | 0 | 25 | 0.013 | 0.5 | FIXED | 30 | PI7805-11 | 0 | 0 | 0 | 0 | 0 | 0 | 0 | 0 | 0 | 0 | 0 | [11 empty] | 10.8019
PI6802-69.1 |  |  | 0 | 0.059055 | 0 | 25 | 0.013 | 0 | 1.7673 | 12 | 69.117 | UNKN | Conduit | 12 | 1 |  | 0 | 107.6391 | 107.6391 | 0.0010764 | Estuary | 0 | FIXED | 13.52 | PI6800-992 | 0 | 0.24596 | SUBURBS | 0 | 0 | 0 | 1 | Cond | 20 | 32.8084 | 1 | N | 0 |  | CIRC | ROAD | 0.7874 | Full | 0 | Other |  | 0.059055 | 0 | 25 | 0.013 | 0.5 | FIXED | 13.69 | PI6802-69 | 0 | 0 | 0 | 0 | 0 | 0 | 0 | 0 | 0 | 0 | 0 | [11 empty] | 69.1173
PI6803-67.1 |  |  | 0 | 0.059055 | 0 | 25 | 0.013 | 0 | 1.7977 | 12 | 66.8011 | UNKN | Conduit | 12 | 1 |  | 0 | 107.6391 | 107.6391 | 0.0010764 | Estuary | 0 | FIXED | 15.42 | PI6800-1462 | 0 | 0.25449 | SUBURBS | 0 | 0 | 0 | 1 | Cond | 20 | 32.8084 | 1 | N | 0 |  | CIRC | ROAD | 0.7874 | Full | 0 | Other |  | 0.059055 | 0 | 25 | 0.013 | 0.5 | FIXED | 15.59 | PI6803-67 | 0 | 0 | 0 | 0 | 0 | 0 | 0 | 0 | 0 | 0 | 0 | [11 empty] | 66.8016
PI6804-13.1 |  |  | 0 | 0.059055 | 0 | 25 | 0.013 | 0 | 1.7036 | 12 | 13.1259 | UNKN | Conduit | 12 | 1 |  | 0 | 107.6391 | 107.6391 | 0.0010764 | Estuary | 0 | FIXED | 16.94 | PI6800-1857 | 0 | 0.22856 | SUBURBS | 0 | 0 | 0 | 1 | Cond | 20 | 32.8084 | 1 | N | 0 |  | CIRC | ROAD | 0.7874 | Full | 0 | Other |  | 0.059055 | 0 | 25 | 0.013 | 0.5 | FIXED | 16.97 | PI6804-13 | 0 | 0 | 0 | 0 | 0 | 0 | 0 | 0 | 0 | 0 | 0 | [11 empty] | 13.1253
PI7709-46.1 |  |  | 0 | 0.059055 | 0 | 25 | 0.013 | 0 | 1.811 | 12 | 46.4659 | UNKN | Conduit | 12 | 1 |  | 0 | 107.6391 | 107.6391 | 0.0010764 | Estuary | 0 | FIXED | 38.99 | PI7700-5454 | 0 | 0.25825 | SUBURBS | 0 | 0 | 0 | 1 | Cond | 20 | 32.8084 | 1 | N | 0 |  | CIRC | ROAD | 0.7874 | Full | 0 | Other |  | 0.059055 | 0 | 25 | 0.013 | 0.5 | FIXED | 39.11 | PI7709-46 | 0 | 0 | 0 | 0 | 0 | 0 | 0 | 0 | 0 | 0 | 0 | [11 empty] | 46.4659
PI780702-14.1 |  |  | 0 | 0.059055 | 0 | 25 | 0.013 | 0 | 5.2167 | 12 | 13.999 | UNKN | Conduit | 12 | 1 |  | 0 | 107.6391 | 107.6391 | 0.0010764 | Estuary | 0 | FIXED | 39.7 | PI7807-1258 | 0 | 2.143 | SUBURBS | 0 | 0 | 0 | 1 | Cond | 20 | 32.8084 | 1 | N | 0 |  | CIRC | ROAD | 0.7874 | Full | 0 | Other |  | 0.059055 | 0 | 25 | 0.013 | 0.5 | FIXED | 40 | PI780702-14 | 0 | 0 | 0 | 0 | 0 | 0 | 0 | 0 | 0 | 0 | 0 | [11 empty] | 13.9994
PI7804-1979.1 |  |  | 0 | 0.059055 | 0 | 25 | 0.013 | 0 | 1.8166 | 12 | 50.0256 | UNKN | Conduit | 12 | 1 |  | 0 | 107.6391 | 107.6391 | 0.0010764 | Estuary | 0 | FIXED | 36.05 | PI7804-1929 | 0 | 0.25987 | SUBURBS | 0 | 0 | 0 | 1 | Cond | 20 | 32.8084 | 1 | N | 0 |  | CIRC | ROAD | 0.7874 | Full | 0 | Other |  | 0.059055 | 0 | 25 | 0.013 | 0.17 | FIXED | 36.18 | PI7804-1979 | 0 | 0 | 0 | 0 | 0 | 0 | 0 | 0 | 0 | 0 | 0 | [11 empty] | 50.0251
PI780403-40.1 |  |  | 0 | 0.059055 | 0 | 25 | 0.013 | 0 | 5.6347 | 12 | 39.9971 | UNKN | Conduit | 12 | 1 |  | 0 | 107.6391 | 107.6391 | 0.0010764 | Estuary | 0 | FIXED | 36 | PI7804-1979 | 0 | 2.5002 | SUBURBS | 0 | 0 | 0 | 1 | Cond | 20 | 32.8084 | 1 | N | 0 |  | CIRC | ROAD | 0.7874 | Full | 0 | Other |  | 0.059055 | 0 | 25 | 0.013 | 0.75 | FIXED | 37 | PI780403-40 | 0 | 0 | 0 | 0 | 0 | 0 | 0 | 0 | 0 | 0 | 0 | [11 empty] | 39.9964
PI7804-1903.1 |  |  | 0 | 0.059055 | 0 | 25 | 0.013 | 0 | 1.7123 | 12 | 289.4995 | UNKN | Conduit | 12 | 1 |  | 0 | 107.6391 | 107.6391 | 0.0010764 | Estuary | 0 | FIXED | 35.3216 | PI7804-1613 | 0 | 0.23089 | SUBURBS | 0 | 0 | 0 | 1 | Cond | 20 | 32.8084 | 1 | N | 0 |  | CIRC | ROAD | 0.7874 | Full | 0 | Other |  | 0.059055 | 0 | 25 | 0.013 | 0.17 | FIXED | 35.99 | PI7804-1903 | 0 | 0 | 0 | 0 | 0 | 0 | 0 | 0 | 0 | 0 | 0 | [11 empty] | 289.4993
PI1103-1099.1 |  |  | 0 | 0.059055 | 0 | 25 | 0.013 | 0 | 1.7667 | 12 | 73.2312 | UNKN | Conduit | 12 | 1 |  | 0 | 107.6391 | 107.6391 | 0.0010764 | Estuary | 0 | FIXED | 25.09 | PI1103-1025 | 0 | 0.2458 | SUBURBS | 0 | 0 | 0 | 1 | Cond | 20 | 32.8084 | 1 | N | 0 |  | CIRC | ROAD | 0.7874 | Full | 0 | Other |  | 0.059055 | 0 | 25 | 0.013 | 0.5 | FIXED | 25.27 | PI1103-1099 | 0 | 0 | 0 | 0 | 0 | 0 | 0 | 0 | 0 | 0 | 0 | [11 empty] | 73.2313
PI1503-3327.1 |  |  | 0 | 0.059055 | 0 | 25 | 0.013 | 0 | 1.7774 | 12 | 337.671 | UNKN | Conduit | 12 | 1 |  | 0 | 107.6391 | 107.6391 | 0.0010764 | Estuary | 0 | FIXED | 55.31 | PI1503-2989 | 0 | 0.24876 | SUBURBS | 0 | 0 | 0 | 1 | Cond | 20 | 32.8084 | 1 | N | 0 |  | CIRC | ROAD | 0.7874 | Full | 0 | Other |  | 0.059055 | 0 | 25 | 0.013 | 0.5 | FIXED | 56.15 | PI1503-3327 | 0 | 0 | 0 | 0 | 0 | 0 | 0 | 0 | 0 | 0 | 0 | [11 empty] | 337.6328
PI690402-57.1 |  |  | 0 | 0.059055 | 0 | 25 | 0.013 | 0 | 1.7727 | 12 | 56.5739 | UNKN | Conduit | 12 | 1 |  | 0 | 107.6391 | 107.6391 | 0.0010764 | Estuary | 0 | FIXED | 16.8 | PI6904-749 | 0 | 0.24746 | SUBURBS | 0 | 0 | 0 | 1 | Cond | 20 | 32.8084 | 1 | N | 0 |  | CIRC | ROAD | 0.7874 | Full | 0 | Other |  | 0.059055 | 0 | 25 | 0.013 | 0.5 | FIXED | 16.94 | PI690402-57 | 0 | 0 | 0 | 0 | 0 | 0 | 0 | 0 | 0 | 0 | 0 | [11 empty] | 56.5734
PI8513-55.1 |  |  | 0 | 0.059055 | 0 | 25 | 0.013 | 0 | 3.6855 | 12 | 54.8864 | UNKN | Conduit | 12 | 1 |  | 0 | 107.6391 | 107.6391 | 0.0010764 | Estuary | 0 | FIXED | 34.9129 | PI8500-2345 | 0 | 1.0696 | SUBURBS | 0 | 0 | 0 | 1 | Cond | 20 | 32.8084 | 1 | N | 0 |  | CIRC | ROAD | 0.7874 | Full | 0 | Other |  | 0.059055 | 0 | 25 | 0.013 | 0.5 | FIXED | 35.5 | PI8513-55 | 0 | 0 | 0 | 0 | 0 | 0 | 0 | 0 | 0 | 0 | 0 | [11 empty] | 54.8863
PI8514-59.1 |  |  | 0 | 0.059055 | 0 | 25 | 0.013 | 0 | 3.6855 | 12 | 58.6278 | UNKN | Conduit | 12 | 1 |  | 0 | 107.6391 | 107.6391 | 0.0010764 | Estuary | 0 | FIXED | 35.3729 | PI8500-2345 | 0 | 1.0696 | SUBURBS | 0 | 0 | 0 | 1 | Cond | 20 | 32.8084 | 1 | N | 0 |  | CIRC | ROAD | 0.7874 | Full | 0 | Other |  | 0.059055 | 0 | 25 | 0.013 | 0.5 | FIXED | 36 | PI8514-59 | 0 | 0 | 0 | 0 | 0 | 0 | 0 | 0 | 0 | 0 | 0 | [11 empty] | 58.6272
PI7820-91.1 |  |  | 0 | 0.059055 | 0 | 25 | 0.013 | 0 | 5.3361 | 12 | 68.339 | UNKN | Conduit | 12 | 1 |  | 0 | 107.6391 | 107.6391 | 0.0010764 | Estuary | 0 | FIXED | 46.5364 | PI7800-9775 | 0 | 2.2422 | SUBURBS | 0 | 0 | 0 | 1 | Cond | 20 | 32.8084 | 1 | N | 0 |  | CIRC | ROAD | 0.7874 | Full | 0 | Other |  | 0.059055 | 0 | 25 | 0.013 | 0.58 | FIXED | 48.0688 | PI7820-91 | 0 | 0 | 0 | 0 | 0 | 0 | 0 | 0 | 0 | 0 | 0 | [11 empty] | 68.3385
PI7820-137.1 |  |  | 0 | 0.059055 | 0 | 25 | 0.013 | 0 | 5.3361 | 12 | 45.9914 | UNKN | Conduit | 12 | 1 |  | 0 | 107.6391 | 107.6391 | 0.0010764 | Estuary | 0 | FIXED | 48.0688 | PI7820-91 | 0 | 2.2422 | SUBURBS | 0 | 0 | 0 | 1 | Cond | 20 | 32.8084 | 1 | N | 0 |  | CIRC | ROAD | 0.7874 | Full | 0 | Other |  | 0.059055 | 0 | 25 | 0.013 | 0.5 | FIXED | 49.1 | PI7820-137 | 0 | 0 | 0 | 0 | 0 | 0 | 0 | 0 | 0 | 0 | 0 | [11 empty] | 45.9917
PI9005-1077.1 |  |  | 0 | 0.059055 | 0 | 25 | 0.013 | 0 | 1.9583 | 12 | 307.9701 | UNKN | Conduit | 12 | 1 |  | 0 | 107.6391 | 107.6391 | 0.0010764 | Estuary | 0 | FIXED | 60.9 | PI9005-769 | 0 | 0.30198 | SUBURBS | 0 | 0 | 0 | 1 | Cond | 20 | 32.8084 | 1 | N | 0 |  | CIRC | ROAD | 0.7874 | Full | 0 | Other |  | 0.059055 | 0 | 25 | 0.013 | 0.5 | FIXED | 61.83 | PI9005-1077 | 0 | 0 | 0 | 0 | 0 | 0 | 0 | 0 | 0 | 0 | 0 | [11 empty] | 307.969
PI9005-1340.1 |  |  | 0 | 0.059055 | 0 | 25 | 0.013 | 0 | 1.9638 | 12 | 263.4231 | UNKN | Conduit | 12 | 1 |  | 0 | 107.6391 | 107.6391 | 0.0010764 | Estuary | 0 | FIXED | 61.83 | PI9005-1077 | 0 | 0.30369 | SUBURBS | 0 | 0 | 0 | 1 | Cond | 20 | 32.8084 | 1 | N | 0 |  | CIRC | ROAD | 0.7874 | Full | 0 | Other |  | 0.059055 | 0 | 25 | 0.013 | 0.72 | FIXED | 62.63 | PI9005-1340 | 0 | 0 | 0 | 0 | 0 | 0 | 0 | 0 | 0 | 0 | 0 | [11 empty] | 263.4048
PI9005-1677.1 |  |  | 0 | 0.059055 | 0 | 25 | 0.013 | 0 | 2.0377 | 12 | 198.7864 | UNKN | Conduit | 12 | 1 |  | 0 | 107.6391 | 107.6391 | 0.0010764 | Estuary | 0 | FIXED | 62.97 | PI9005-1478 | 0 | 0.32698 | SUBURBS | 0 | 0 | 0 | 1 | Cond | 20 | 32.8084 | 1 | N | 0 |  | CIRC | ROAD | 0.7874 | Full | 0 | Other |  | 0.059055 | 0 | 25 | 0.013 | 0.23 | FIXED | 63.62 | PI9005-1677 | 0 | 0 | 0 | 0 | 0 | 0 | 0 | 0 | 0 | 0 | 0 | [11 empty] | 198.7858
PI9005-1478.1 |  |  | 0 | 0.059055 | 0 | 25 | 0.013 | 0 | 1.7694 | 12 | 137.9068 | UNKN | Conduit | 12 | 1 |  | 0 | 107.6391 | 107.6391 | 0.0010764 | Estuary | 0 | FIXED | 62.63 | PI9005-1340 | 0 | 0.24654 | SUBURBS | 0 | 0 | 0 | 1 | Cond | 20 | 32.8084 | 1 | N | 0 |  | CIRC | ROAD | 0.7874 | Full | 0 | Other |  | 0.059055 | 0 | 25 | 0.013 | 0.5 | FIXED | 62.97 | PI9005-1478 | 0 | 0 | 0 | 0 | 0 | 0 | 0 | 0 | 0 | 0 | 0 | [11 empty] | 137.8956
PI3806-76.1 |  |  | 0 | 0.059055 | 0 | 25 | 0.013 | 0 | 1.7839 | 12 | 75.8179 | UNKN | Conduit | 12 | 1 |  | 0 | 107.6391 | 107.6391 | 0.0010764 | Estuary | 0 | FIXED | 65.15 | PI3800-3475 | 0 | 0.2506 | SUBURBS | 0 | 0 | 0 | 1 | Cond | 20 | 32.8084 | 1 | N | 0 |  | CIRC | ROAD | 0.7874 | Full | 0 | Other |  | 0.059055 | 0 | 25 | 0.013 | 0.5 | FIXED | 65.34 | PI3806-76 | 0 | 0 | 0 | 0 | 0 | 0 | 0 | 0 | 0 | 0 | 0 | [11 empty] | 75.8177
PI8405-32.1 |  |  | 0 | 0.059055 | 0 | 25 | 0.013 | 0 | 1.7799 | 12 | 32.0689 | UNKN | Conduit | 12 | 1 |  | 0 | 107.6391 | 107.6391 | 0.0010764 | Estuary | 0 | FIXED | 26.45 | PI8400-1891 | 0 | 0.24946 | SUBURBS | 0 | 0 | 0 | 1 | Cond | 20 | 32.8084 | 1 | N | 0 |  | CIRC | ROAD | 0.7874 | Full | 0 | Other |  | 0.059055 | 0 | 25 | 0.013 | 0.7 | FIXED | 26.53 | PI8405-32 | 0 | 0 | 0 | 0 | 0 | 0 | 0 | 0 | 0 | 0 | 0 | [11 empty] | 32.0694
PI8404-44.1 |  |  | 0 | 0.059055 | 0 | 25 | 0.013 | 0 | 1.7785 | 12 | 44.162 | UNKN | Conduit | 12 | 1 |  | 0 | 107.6391 | 107.6391 | 0.0010764 | Estuary | 0 | FIXED | 25.75 | PI8400-1646 | 0 | 0.24908 | SUBURBS | 0 | 0 | 0 | 1 | Cond | 20 | 32.8084 | 1 | N | 0 |  | CIRC | ROAD | 0.7874 | Full | 0 | Other |  | 0.059055 | 0 | 25 | 0.013 | 0.72 | FIXED | 25.86 | PI8404-44 | 0 | 0 | 0 | 0 | 0 | 0 | 0 | 0 | 0 | 0 | 0 | [11 empty] | 44.1618
PI8606-39.1 |  |  | 0 | 0.059055 | 0 | 25 | 0.013 | 0 | 2.4577 | 12 | 38.6671 | UNKN | Conduit | 12 | 1 |  | 0 | 107.6391 | 107.6391 | 0.0010764 | Estuary | 0 | FIXED | 38.3161 | PI8600-2143 | 0 | 0.47566 | SUBURBS | 0 | 0 | 0 | 1 | Cond | 20 | 32.8084 | 1 | N | 0 |  | CIRC | ROAD | 0.7874 | Full | 0 | Other |  | 0.059055 | 0 | 25 | 0.013 | 0.5 | FIXED | 38.5 | PI8606-39 | 0 | 0 | 0 | 0 | 0 | 0 | 0 | 0 | 0 | 0 | 0 | [11 empty] | 38.6673
PI8102-299.1 |  |  | 0 | 0.059055 | 0 | 25 | 0.013 | 0 | 2.1059 | 12 | 11.2652 | UNKN | Conduit | 12 | 1 |  | 0 | 107.6391 | 107.6391 | 0.0010764 | Estuary | 0 | FIXED | 51.9607 | PI8102-288 | 0 | 0.34922 | SUBURBS | 0 | 0 | 0 | 1 | Cond | 20 | 32.8084 | 1 | N | 0 |  | CIRC | ROAD | 0.7874 | Full | 0 | Other |  | 0.059055 | 0 | 25 | 0.013 | 0.5 | FIXED | 52 | PI8102-299 | 0 | 0 | 0 | 0 | 0 | 0 | 0 | 0 | 0 | 0 | 0 | [11 empty] | 11.2654
PI8006-417.1 |  |  | 0 | 0.059055 | 0 | 25 | 0.013 | 0 | -1.5516 | 12 | 57.363 | UNKN | Conduit | 12 | 1 |  | 0 | 107.6391 | 107.6391 | 0.0010764 | Estuary | 0 | FIXED | 46.1087 | PI8006-360 | 0 | -0.18958 | SUBURBS | 0 | 0 | 0 | 1 | Cond | 20 | 32.8084 | 1 | N | 0 |  | CIRC | ROAD | 0.7874 | Full | 0 | Other |  | 0.059055 | 0 | 25 | 0.013 | 0.5 | FIXED | 46 | PI8006-417 | 0 | 0 | 0 | 0 | 0 | 0 | 0 | 0 | 0 | 0 | 0 | [11 empty] | 57.3628
PI7714-20.1 |  |  | 0 | 0.059055 | 0 | 25 | 0.013 | 0 | 5.6006 | 12 | 20.243 | UNKN | Conduit | 12 | 1 |  | 0 | 107.6391 | 107.6391 | 0.0010764 | Estuary | 0 | FIXED | 45 | PI7700-7624 | 0 | 2.47 | SUBURBS | 0 | 0 | 0 | 1 | Cond | 20 | 32.8084 | 1 | N | 0 |  | CIRC | ROAD | 0.7874 | Full | 0 | Other |  | 0.059055 | 0 | 25 | 0.013 | 0.5 | FIXED | 45.5 | PI7714-20 | 0 | 0 | 0 | 0 | 0 | 0 | 0 | 0 | 0 | 0 | 0 | [11 empty] | 20.2432
PI8010-37.1 |  |  | 0 | 0.059055 | 0 | 25 | 0.013 | 0 | 1.7599 | 12 | 36.8999 | UNKN | Conduit | 12 | 1 |  | 0 | 107.6391 | 107.6391 | 0.0010764 | Estuary | 0 | FIXED | 52.1 | PI8000-4377 | 0 | 0.2439 | SUBURBS | 0 | 0 | 0 | 1 | Cond | 20 | 32.8084 | 1 | N | 0 |  | CIRC | ROAD | 0.7874 | Full | 0 | Other |  | 0.059055 | 0 | 25 | 0.013 | 0.5 | FIXED | 52.19 | PI8010-37 | 0 | 0 | 0 | 0 | 0 | 0 | 0 | 0 | 0 | 0 | 0 | [11 empty] | 36.8996
PI8009-47.1 |  |  | 0 | 0.059055 | 0 | 25 | 0.013 | 0 | 1.7988 | 12 | 47.0955 | UNKN | Conduit | 12 | 1 |  | 0 | 107.6391 | 107.6391 | 0.0010764 | Estuary | 0 | FIXED | 51.29 | PI8000-4053 | 0 | 0.2548 | SUBURBS | 0 | 0 | 0 | 1 | Cond | 20 | 32.8084 | 1 | N | 0 |  | CIRC | ROAD | 0.7874 | Full | 0 | Other |  | 0.059055 | 0 | 25 | 0.013 | 0.5 | FIXED | 51.41 | PI8009-47 | 0 | 0 | 0 | 0 | 0 | 0 | 0 | 0 | 0 | 0 | 0 | [11 empty] | 47.0959
PI7900-1897.1 |  |  | 0 | 0.059055 | 0 | 25 | 0.013 | 0 | 1.78 | 12 | 577.1599 | UNKN | Conduit | 12 | 1 |  | 0 | 107.6391 | 107.6391 | 0.0010764 | Estuary | 0 | FIXED | 45.19 | PI7900-1319 | 0 | 0.2495 | SUBURBS | 0 | 0 | 0 | 1 | Cond | 20 | 32.8084 | 1 | N | 0 |  | CIRC | ROAD | 0.7874 | Full | 0 | Other |  | 0.059055 | 0 | 25 | 0.013 | 0.5 | FIXED | 46.63 | PI7900-1897 | 0 | 0 | 0 | 0 | 0 | 0 | 0 | 0 | 0 | 0 | 0 | [11 empty] | 577.1588
PI8006-360.1 |  |  | 0 | 0.059055 | 0 | 25 | 0.013 | 0 | -1.5516 | 12 | 360.0088 | UNKN | Conduit | 12 | 1 |  | 0 | 107.6391 | 107.6391 | 0.0010764 | Estuary | 0 | FIXED | 46.7912 | PI8000-2404 | 0 | -0.18958 | SUBURBS | 0 | 0 | 0 | 1 | Cond | 20 | 32.8084 | 1 | N | 0 |  | CIRC | ROAD | 0.7874 | Full | 0 | Other |  | 0.059055 | 0 | 25 | 0.013 | 0.25 | FIXED | 46.1087 | PI8006-360 | 0 | 0 | 0 | 0 | 0 | 0 | 0 | 0 | 0 | 0 | 0 | [11 empty] | 360.0082
PI7715-515.1 |  |  | 0 | 0.059055 | 0 | 25 | 0.013 | 0 | 4.5453 | 18 | 609.0679 | UNKN | Conduit | 18 | 1 |  | 0 | 107.6391 | 107.6391 | 0.0010764 | Estuary | 0 | FIXED | 45.79 | PI7700-8021 | 0 | 0.18717 | SUBURBS | 0 | 0 | 0 | 1 | Cond | 20 | 32.8084 | 1 | N | 0 |  | CIRC | ROAD | 0.7874 | Full | 0 | Other |  | 0.059055 | 0 | 25 | 0.013 | 0.25 | FIXED | 46.93 | PI7715-515 | 0 | 0 | 0 | 0 | 0 | 0 | 0 | 0 | 0 | 0 | 0 | [11 empty] | 515.0687
PI7900-1319.1 |  |  | 0 | 0.059055 | 0 | 25 | 0.013 | 0 | 15.7159 | 12 | 39.1783 | UNKN | Conduit | 12 | 1 |  | 0 | 107.6391 | 107.6391 | 0.0010764 | Estuary | 0 | FIXED | 37.57 | PI7900-1280 | 0 | 19.4496 | SUBURBS | 0 | 0 | 0 | 1 | Cond | 20 | 32.8084 | 1 | N | 0 |  | CIRC | ROAD | 0.7874 | Full | 0 | Other |  | 0.059055 | 0 | 25 | 0.013 | 0.64 | FIXED | 45.19 | PI7900-1319 | 0 | 0 | 0 | 0 | 0 | 0 | 0 | 0 | 0 | 0 | 0 | [11 empty] | 39.1779
PI5701-78.1 |  |  | 0 | 0.059055 | 0 | 25 | 0.013 | 0 | 36.9789 | 18 | 78.4999 | UNKN | Conduit | 18 | 1 |  | 0 | 107.6391 | 107.6391 | 0.0010764 | Estuary | 0 | FIXED | 30.2748 | PI5700-834 | 0 | 12.3888 | SUBURBS | 0 | 0 | 0 | 1 | Cond | 20 | 32.8084 | 1 | N | 0 |  | CIRC | ROAD | 0.7874 | Full | 0 | Other |  | 0.059055 | 0 | 25 | 0.013 | 0.5 | FIXED | 40 | PI5701-78 | 0 | 0 | 0 | 0 | 0 | 0 | 0 | 0 | 0 | 0 | 0 | [11 empty] | 78.4998
PI5801-232.1 |  |  | 0 | 0.059055 | 0 | 25 | 0.013 | 0 | 1.553 | 12 | 231.5979 | UNKN | Conduit | 12 | 1 |  | 0 | 107.6391 | 107.6391 | 0.0010764 | Estuary | 0 | FIXED | 40.9433 | PI5800-585 | 0 | 0.18993 | SUBURBS | 0 | 0 | 0 | 1 | Cond | 20 | 32.8084 | 1 | N | 0 |  | CIRC | ROAD | 0.7874 | Full | 0 | Other |  | 0.059055 | 0 | 25 | 0.013 | 0.5 | FIXED | 41.3831 | PI5801-232 | 0 | 0 | 0 | 0 | 0 | 0 | 0 | 0 | 0 | 0 | 0 | [11 empty] | 231.5737
PI4200-6274.1 |  |  | 0 | 0.059055 | 0 | 25 | 0.013 | 0 | 2.4296 | 12 | 383.6467 | UNKN | Conduit | 12 | 1 |  | 0 | 107.6391 | 107.6391 | 0.0010764 | Estuary | 0 | FIXED | 87.6623 | PI4200-5890 | 0 | 0.46484 | SUBURBS | 0 | 0 | 0 | 1 | Cond | 20 | 32.8084 | 1 | N | 0 |  | CIRC | ROAD | 0.7874 | Full | 0 | Other |  | 0.059055 | 0 | 25 | 0.013 | 0.75 | FIXED | 89.4457 | PI4200-6274 | 0 | 0 | 0 | 0 | 0 | 0 | 0 | 0 | 0 | 0 | 0 | [11 empty] | 383.6453
PI4200-6608.1 |  |  | 0 | 0.059055 | 0 | 25 | 0.013 | 0 | 2.4296 | 12 | 334.3806 | UNKN | Conduit | 12 | 1 |  | 0 | 107.6391 | 107.6391 | 0.0010764 | Estuary | 0 | FIXED | 89.4457 | PI4200-6274 | 0 | 0.46484 | SUBURBS | 0 | 0 | 0 | 1 | Cond | 20 | 32.8084 | 1 | N | 0 |  | CIRC | ROAD | 0.7874 | Full | 0 | Other |  | 0.059055 | 0 | 25 | 0.013 | 0.5 | FIXED | 91 | PI4200-6608 | 0 | 0 | 0 | 0 | 0 | 0 | 0 | 0 | 0 | 0 | 0 | [11 empty] | 334.3796
PI5900-777.1 |  |  | 0 | 0.059055 | 0 | 25 | 0.013 | 0 | 2.2147 | 12 | 318.2952 | UNKN | Conduit | 12 | 1 |  | 0 | 107.6391 | 107.6391 | 0.0010764 | Estuary | 0 | FIXED | 51.7706 | PI5900-458 | 0 | 0.38625 | SUBURBS | 0 | 0 | 0 | 1 | Cond | 20 | 32.8084 | 1 | N | 0 |  | CIRC | ROAD | 0.7874 | Full | 0 | Other |  | 0.059055 | 0 | 25 | 0.013 | 0.5 | FIXED | 53 | PI5900-777 | 0 | 0 | 0 | 0 | 0 | 0 | 0 | 0 | 0 | 0 | 0 | [11 empty] | 318.2945
PI5900-458.1 |  |  | 0 | 0.059055 | 0 | 25 | 0.013 | 0 | 2.2147 | 12 | 349.9824 | UNKN | Conduit | 12 | 1 |  | 0 | 107.6391 | 107.6391 | 0.0010764 | Estuary | 0 | FIXED | 50.4188 | PI5900-108 | 0 | 0.38625 | SUBURBS | 0 | 0 | 0 | 1 | Cond | 20 | 32.8084 | 1 | N | 0 |  | CIRC | ROAD | 0.7874 | Full | 0 | Other |  | 0.059055 | 0 | 25 | 0.013 | 0.17 | FIXED | 51.7706 | PI5900-458 | 0 | 0 | 0 | 0 | 0 | 0 | 0 | 0 | 0 | 0 | 0 | [11 empty] | 349.9811
PI660501-578.1 |  |  | 0 | 0.059055 | 0 | 25 | 0.013 | 0 | 1.7847 | 12 | 578.1188 | UNKN | Conduit | 12 | 1 |  | 0 | 107.6391 | 107.6391 | 0.0010764 | Estuary | 0 | FIXED | 12.71 | PI6605-541 | 0 | 0.25081 | SUBURBS | 0 | 0 | 0 | 1 | Cond | 20 | 32.8084 | 1 | N | 0 |  | CIRC | ROAD | 0.7874 | Full | 0 | Other |  | 0.059055 | 0 | 25 | 0.013 | 0.17 | FIXED | 14.16 | PI660501-578 | 0 | 0 | 0 | 0 | 0 | 0 | 0 | 0 | 0 | 0 | 0 | [11 empty] | 578.117
PI6605-1379.1 |  |  | 0 | 0.059055 | 0 | 25 | 0.013 | 0 | 1.7795 | 12 | 292.7643 | UNKN | Conduit | 12 | 1 |  | 0 | 107.6391 | 107.6391 | 0.0010764 | Estuary | 0 | FIXED | 15.64 | PI6605-1086 | 0 | 0.24935 | SUBURBS | 0 | 0 | 0 | 1 | Cond | 20 | 32.8084 | 1 | N | 0 |  | CIRC | ROAD | 0.7874 | Full | 0 | Other |  | 0.059055 | 0 | 25 | 0.013 | 0.5 | FIXED | 16.37 | PI6605-1379 | 0 | 0 | 0 | 0 | 0 | 0 | 0 | 0 | 0 | 0 | 0 | [11 empty] | 292.7383
PI3700-2731.1 |  |  | 0 | 0.059055 | 0 | 25 | 0.013 | 0 | 3.4837 | 15 | 220.7432 | UNKN | Conduit | 15 | 1 |  | 0 | 107.6391 | 107.6391 | 0.0010764 | Estuary | 0 | FIXED | 63.455 | PI3700-2510 | 0 | 0.29073 | SUBURBS | 0 | 0 | 0 | 1 | Cond | 20 | 32.8084 | 1 | N | 0 |  | CIRC | ROAD | 0.7874 | Full | 0 | Other |  | 0.059055 | 0 | 25 | 0.013 | 0.17 | FIXED | 64.0968 | PI3700-2731 | 0 | 0 | 0 | 0 | 0 | 0 | 0 | 0 | 0 | 0 | 0 | [11 empty] | 220.7432
PI3700-2954.1 |  |  | 0 | 0.059055 | 0 | 25 | 0.013 | 0 | 3.4837 | 15 | 223.2203 | UNKN | Conduit | 15 | 1 |  | 0 | 107.6391 | 107.6391 | 0.0010764 | Estuary | 0 | FIXED | 64.0968 | PI3700-2731 | 0 | 0.29073 | SUBURBS | 0 | 0 | 0 | 1 | Cond | 20 | 32.8084 | 1 | N | 0 |  | CIRC | ROAD | 0.7874 | Full | 0 | Other |  | 0.059055 | 0 | 25 | 0.013 | 0.25 | FIXED | 64.7457 | PI3700-2954 | 0 | 0 | 0 | 0 | 0 | 0 | 0 | 0 | 0 | 0 | 0 | [11 empty] | 223.2198
PI3900-1961.1 |  |  | 0 | 0.059055 | 0 | 25 | 0.013 | 0 | 3.2659 | 15 | 333.2162 | UNKN | Conduit | 15 | 1 |  | 0 | 107.6391 | 107.6391 | 0.0010764 | Estuary | 0 | FIXED | 63.56 | PI3900-1627 | 0 | 0.25551 | SUBURBS | 0 | 0 | 0 | 1 | Cond | 20 | 32.8084 | 1 | N | 0 |  | CIRC | ROAD | 0.7874 | Full | 0 | Other |  | 0.059055 | 0 | 25 | 0.013 | 0.26 | FIXED | 64.4114 | PI3900-1961 | 0 | 0 | 0 | 0 | 0 | 0 | 0 | 0 | 0 | 0 | 0 | [11 empty] | 333.2157
PI3500-71.1 |  |  | 0 | 0.059055 | 0 | 25 | 0.013 | 0 | 13.4277 | 15 | 70.6143 | UNKN | Conduit | 15 | 1 |  | 0 | 107.6391 | 107.6391 | 0.0010764 | Estuary | 1 | FIXED | 60 | CC0300-7683 | 0 | 4.3192 | SUBURBS | 0 | 0 | 0 | 1 | Cond | 20 | 32.8084 | 1 | N | 0 |  | CIRC | ROAD | 0.7874 | Full | 0 | Other |  | 0.059055 | 0 | 25 | 0.013 | 0.5 | FIXED | 63.05 | PI3500-71 | 0 | 0 | 0 | 0 | 0 | 0 | 0 | 0 | 0 | 0 | 0 | [11 empty] | 70.6146
PI5815-89.1 |  |  | 0 | 0.059055 | 0 | 25 | 0.013 | 0 | 13.1373 | 15 | 89.2501 | UNKN | Conduit | 15 | 1 |  | 0 | 107.6391 | 107.6391 | 0.0010764 | Estuary | 0 | FIXED | 50.22 | PI5800-4213 | 0 | 4.1345 | SUBURBS | 0 | 0 | 0 | 1 | Cond | 20 | 32.8084 | 1 | N | 0 |  | CIRC | ROAD | 0.7874 | Full | 0 | Other |  | 0.059055 | 0 | 25 | 0.013 | 0.5 | FIXED | 53.91 | PI5815-89 | 0 | 0 | 0 | 0 | 0 | 0 | 0 | 0 | 0 | 0 | 0 | [11 empty] | 89.2496
PI5817-214.1 |  |  | 0 | 0.059055 | 0 | 25 | 0.013 | 0 | 7.2272 | 15 | 214.1835 | UNKN | Conduit | 15 | 1 |  | 0 | 107.6391 | 107.6391 | 0.0010764 | Estuary | 0 | FIXED | 55.09 | PI5800-5299 | 0 | 1.2513 | SUBURBS | 0 | 0 | 0 | 1 | Cond | 20 | 32.8084 | 1 | N | 0 |  | CIRC | ROAD | 0.7874 | Full | 0 | Other |  | 0.059055 | 0 | 25 | 0.013 | 0.17 | FIXED | 57.77 | PI5817-214 | 0 | 0 | 0 | 0 | 0 | 0 | 0 | 0 | 0 | 0 | 0 | [11 empty] | 214.1243
PI5817-507.1 |  |  | 0 | 0.059055 | 0 | 25 | 0.013 | 0 | 3.7364 | 15 | 293.0303 | UNKN | Conduit | 15 | 1 |  | 0 | 107.6391 | 107.6391 | 0.0010764 | Estuary | 0 | FIXED | 57.77 | PI5817-214 | 0 | 0.33444 | SUBURBS | 0 | 0 | 0 | 1 | Cond | 20 | 32.8084 | 1 | N | 0 |  | CIRC | ROAD | 0.7874 | Full | 0 | Other |  | 0.059055 | 0 | 25 | 0.013 | 0.17 | FIXED | 58.75 | PI5817-507 | 0 | 0 | 0 | 0 | 0 | 0 | 0 | 0 | 0 | 0 | 0 | [11 empty] | 293.03
PI5817-763.1 |  |  | 0 | 0.059055 | 0 | 25 | 0.013 | 0 | 3.7456 | 15 | 255.885 | UNKN | Conduit | 15 | 1 |  | 0 | 107.6391 | 107.6391 | 0.0010764 | Estuary | 0 | FIXED | 58.75 | PI5817-507 | 0 | 0.33609 | SUBURBS | 0 | 0 | 0 | 1 | Cond | 20 | 32.8084 | 1 | N | 0 |  | CIRC | ROAD | 0.7874 | Full | 0 | Other |  | 0.059055 | 0 | 25 | 0.013 | 0.17 | FIXED | 59.61 | PI5817-763 | 0 | 0 | 0 | 0 | 0 | 0 | 0 | 0 | 0 | 0 | 0 | [11 empty] | 255.8842
PI5817-1072.1 |  |  | 0 | 0.059055 | 0 | 25 | 0.013 | 0 | 3.7337 | 15 | 308.4352 | UNKN | Conduit | 15 | 1 |  | 0 | 107.6391 | 107.6391 | 0.0010764 | Estuary | 0 | FIXED | 59.61 | PI5817-763 | 0 | 0.33394 | SUBURBS | 0 | 0 | 0 | 1 | Cond | 20 | 32.8084 | 1 | N | 0 |  | CIRC | ROAD | 0.7874 | Full | 0 | Other |  | 0.059055 | 0 | 25 | 0.013 | 0.5 | FIXED | 60.64 | PI5817-1072 | 0 | 0 | 0 | 0 | 0 | 0 | 0 | 0 | 0 | 0 | 0 | [11 empty] | 308.4344
PI5816-850.1 |  |  | 0 | 0.059055 | 0 | 25 | 0.013 | 0 | 8.3077 | 15 | 289.1076 | UNKN | Conduit | 15 | 1 |  | 0 | 107.6391 | 107.6391 | 0.0010764 | Estuary | 0 | FIXED | 52.41 | PI5816-561 | 0 | 1.6534 | SUBURBS | 0 | 0 | 0 | 1 | Cond | 20 | 32.8084 | 1 | N | 0 |  | CIRC | ROAD | 0.7874 | Full | 0 | Other |  | 0.059055 | 0 | 25 | 0.013 | 0.25 | FIXED | 57.19 | PI5816-850 | 0 | 0 | 0 | 0 | 0 | 0 | 0 | 0 | 0 | 0 | 0 | [11 empty] | 289.0658
PI7800-10387.1 |  |  | 0 | 0.059055 | 0 | 25 | 0.013 | 0 | 3.4436 | 15 | 84.3372 | UNKN | Conduit | 15 | 1 |  | 0 | 107.6391 | 107.6391 | 0.0010764 | Estuary | 0 | FIXED | 48.0341 | PI7800-10303 | 0 | 0.28408 | SUBURBS | 0 | 0 | 0 | 1 | Cond | 20 | 32.8084 | 1 | N | 0 |  | CIRC | ROAD | 0.7874 | Full | 0 | Other |  | 0.059055 | 0 | 25 | 0.013 | 0.17 | FIXED | 48.2737 | PI7800-10387 | 0 | 0 | 0 | 0 | 0 | 0 | 0 | 0 | 0 | 0 | 0 | [11 empty] | 84.3367
PI7800-10569.1 |  |  | 0 | 0.059055 | 0 | 25 | 0.013 | 0 | 3.4436 | 15 | 182.522 | UNKN | Conduit | 15 | 1 |  | 0 | 107.6391 | 107.6391 | 0.0010764 | Estuary | 0 | FIXED | 48.2737 | PI7800-10387 | 0 | 0.28408 | SUBURBS | 0 | 0 | 0 | 1 | Cond | 20 | 32.8084 | 1 | N | 0 |  | CIRC | ROAD | 0.7874 | Full | 0 | Other |  | 0.059055 | 0 | 25 | 0.013 | 0.17 | FIXED | 48.7922 | PI7800-10569 | 0 | 0 | 0 | 0 | 0 | 0 | 0 | 0 | 0 | 0 | 0 | [11 empty] | 182.5217
PI8600-460.1 |  |  | 0 | 0.059055 | 0 | 25 | 0.013 | 0 | 3.2289 | 15 | 460.4539 | UNKN | Conduit | 15 | 1 |  | 0 | 107.6391 | 107.6391 | 0.0010764 | Estuary | 0 | FIXED | 29.49 | PI8400-2854 | 0 | 0.24975 | SUBURBS | 0 | 0 | 0 | 1 | Cond | 20 | 32.8084 | 1 | N | 0 |  | CIRC | ROAD | 0.7874 | Full | 0 | Other |  | 0.059055 | 0 | 25 | 0.013 | 0.25 | FIXED | 30.64 | PI8600-460 | 0 | 0 | 0 | 0 | 0 | 0 | 0 | 0 | 0 | 0 | 0 | [11 empty] | 460.4536
PI7800-10835.1 |  |  | 0 | 0.059055 | 0 | 25 | 0.013 | 0 | 3.4436 | 15 | 265.8146 | UNKN | Conduit | 15 | 1 |  | 0 | 107.6391 | 107.6391 | 0.0010764 | Estuary | 0 | FIXED | 48.7922 | PI7800-10569 | 0 | 0.28408 | SUBURBS | 0 | 0 | 0 | 1 | Cond | 20 | 32.8084 | 1 | N | 0 |  | CIRC | ROAD | 0.7874 | Full | 0 | Other |  | 0.059055 | 0 | 25 | 0.013 | 0.75 | FIXED | 49.5473 | PI7800-10835 | 0 | 0 | 0 | 0 | 0 | 0 | 0 | 0 | 0 | 0 | 0 | [11 empty] | 265.8144
PI7800-10303.1 |  |  | 0 | 0.059055 | 0 | 25 | 0.013 | 0 | 3.4436 | 15 | 527.2077 | UNKN | Conduit | 15 | 1 |  | 0 | 107.6391 | 107.6391 | 0.0010764 | Estuary | 0 | FIXED | 46.5364 | PI7800-9775 | 0 | 0.28408 | SUBURBS | 0 | 0 | 0 | 1 | Cond | 20 | 32.8084 | 1 | N | 0 |  | CIRC | ROAD | 0.7874 | Full | 0 | Other |  | 0.059055 | 0 | 25 | 0.013 | 0.17 | FIXED | 48.0341 | PI7800-10303 | 0 | 0 | 0 | 0 | 0 | 0 | 0 | 0 | 0 | 0 | 0 | [11 empty] | 527.2067
PI8000-6142.1 |  |  | 0 | 0.059055 | 0 | 25 | 0.013 | 0 | 4.0971 | 15 | 418.3226 | UNKN | Conduit | 15 | 1 |  | 0 | 107.6391 | 107.6391 | 0.0010764 | Estuary | 0 | FIXED | 57.734 | PI8000-5724 | 0 | 0.40213 | SUBURBS | 0 | 0 | 0 | 1 | Cond | 20 | 32.8084 | 1 | N | 0 |  | CIRC | ROAD | 0.7874 | Full | 0 | Other |  | 0.059055 | 0 | 25 | 0.013 | 0.17 | FIXED | 59.4162 | PI8000-6142 | 0 | 0 | 0 | 0 | 0 | 0 | 0 | 0 | 0 | 0 | 0 | [11 empty] | 418.3216
PI5500-2723.1 |  |  | 0 | 0.059055 | 0 | 25 | 0.013 | 0 | 3.1229 | 15 | 295.3398 | UNKN | Conduit | 15 | 1 |  | 0 | 107.6391 | 107.6391 | 0.0010764 | Estuary | 0 | FIXED | 93.12 | PI5500-2428 | 0 | 0.23363 | SUBURBS | 0 | 0 | 0 | 1 | Cond | 20 | 32.8084 | 1 | N | 0 |  | CIRC | ROAD | 0.7874 | Full | 0 | Other |  | 0.059055 | 0 | 25 | 0.013 | 0.83 | FIXED | 93.81 | PI5500-2723 | 0 | 0 | 0 | 0 | 0 | 0 | 0 | 0 | 0 | 0 | 0 | [11 empty] | 295.2975
PI3802-590.1 |  |  | 0 | 0.059055 | 0 | 25 | 0.013 | 0 | 3.2448 | 15 | 75.333 | UNKN | Conduit | 15 | 1 |  | 0 | 107.6391 | 107.6391 | 0.0010764 | Estuary | 0 | FIXED | 63.72 | PI3802-514 | 0 | 0.25221 | SUBURBS | 0 | 0 | 0 | 1 | Cond | 20 | 32.8084 | 1 | N | 0 |  | CIRC | ROAD | 0.7874 | Full | 0 | Other |  | 0.059055 | 0 | 25 | 0.013 | 0.5 | FIXED | 63.91 | PI3802-590 | 0 | 0 | 0 | 0 | 0 | 0 | 0 | 0 | 0 | 0 | 0 | [11 empty] | 75.3326
PI4301-650.1 |  |  | 0 | 0.059055 | 0 | 25 | 0.013 | 0 | 3.2271 | 15 | 364.7549 | UNKN | Conduit | 15 | 1 |  | 0 | 107.6391 | 107.6391 | 0.0010764 | Estuary | 0 | FIXED | 75.59 | PI4301-285 | 0 | 0.24948 | SUBURBS | 0 | 0 | 0 | 1 | Cond | 20 | 32.8084 | 1 | N | 0 |  | CIRC | ROAD | 0.7874 | Full | 0 | Other |  | 0.059055 | 0 | 25 | 0.013 | 0.17 | FIXED | 76.5 | PI4301-650 | 0 | 0 | 0 | 0 | 0 | 0 | 0 | 0 | 0 | 0 | 0 | [11 empty] | 364.7268
PI4301-1064.1 |  |  | 0 | 0.059055 | 0 | 25 | 0.013 | 0 | 3.2228 | 15 | 413.9608 | UNKN | Conduit | 15 | 1 |  | 0 | 107.6391 | 107.6391 | 0.0010764 | Estuary | 0 | FIXED | 76.5 | PI4301-650 | 0 | 0.24882 | SUBURBS | 0 | 0 | 0 | 1 | Cond | 20 | 32.8084 | 1 | N | 0 |  | CIRC | ROAD | 0.7874 | Full | 0 | Other |  | 0.059055 | 0 | 25 | 0.013 | 0.92 | FIXED | 77.53 | PI4301-1064 | 0 | 0 | 0 | 0 | 0 | 0 | 0 | 0 | 0 | 0 | 0 | [11 empty] | 413.9445
PI3802-514.1 |  |  | 0 | 0.059055 | 0 | 25 | 0.013 | 0 | 3.7622 | 15 | 286.0759 | UNKN | Conduit | 15 | 1 |  | 0 | 107.6391 | 107.6391 | 0.0010764 | Estuary | 0 | FIXED | 62.75 | PI3802-228 | 0 | 0.33907 | SUBURBS | 0 | 0 | 0 | 1 | Cond | 20 | 32.8084 | 1 | N | 0 |  | CIRC | ROAD | 0.7874 | Full | 0 | Other |  | 0.059055 | 0 | 25 | 0.013 | 0.2 | FIXED | 63.72 | PI3802-514 | 0 | 0 | 0 | 0 | 0 | 0 | 0 | 0 | 0 | 0 | 0 | [11 empty] | 286.0237
PI9606-258.1 |  |  | 0 | 0.059055 | 0 | 25 | 0.013 | 0 | 4.0853 | 15 | 257.6173 | UNKN | Conduit | 15 | 1 |  | 0 | 107.6391 | 107.6391 | 0.0010764 | Estuary | 0 | FIXED | 90.87 | PI9600-3853 | 0 | 0.39982 | SUBURBS | 0 | 0 | 0 | 1 | Cond | 20 | 32.8084 | 1 | N | 0 |  | CIRC | ROAD | 0.7874 | Full | 0 | Other |  | 0.059055 | 0 | 25 | 0.013 | 0.5 | FIXED | 91.9 | PI9606-258 | 0 | 0 | 0 | 0 | 0 | 0 | 0 | 0 | 0 | 0 | 0 | [11 empty] | 257.6099
PI0809-1380.1 |  |  | 0 | 0.059055 | 0 | 25 | 0.013 | 0 | 10.3564 | 15 | 108.9765 | UNKN | Conduit | 15 | 1 |  | 0 | 107.6391 | 107.6391 | 0.0010764 | Estuary | 0 | FIXED | 21.39 | PI0809-1271 | 0 | 2.5694 | SUBURBS | 0 | 0 | 0 | 1 | Cond | 20 | 32.8084 | 1 | N | 0 |  | CIRC | ROAD | 0.7874 | Full | 0 | Other |  | 0.059055 | 0 | 25 | 0.013 | 0.83 | FIXED | 24.19 | PI0809-1380 | 0 | 0 | 0 | 0 | 0 | 0 | 0 | 0 | 0 | 0 | 0 | [11 empty] | 108.9763
PI0809-1431.1 |  |  | 0 | 0.059055 | 0 | 25 | 0.013 | 0 | 3.2526 | 15 | 51.2969 | UNKN | Conduit | 15 | 1 |  | 0 | 107.6391 | 107.6391 | 0.0010764 | Estuary | 0 | FIXED | 24.19 | PI0809-1380 | 0 | 0.25343 | SUBURBS | 0 | 0 | 0 | 1 | Cond | 20 | 32.8084 | 1 | N | 0 |  | CIRC | ROAD | 0.7874 | Full | 0 | Other |  | 0.059055 | 0 | 25 | 0.013 | 0.18 | FIXED | 24.32 | PI0809-1431 | 0 | 0 | 0 | 0 | 0 | 0 | 0 | 0 | 0 | 0 | 0 | [11 empty] | 51.2969
PI3802-228.1 |  |  | 0 | 0.059055 | 0 | 25 | 0.013 | 0 | 5.5251 | 15 | 228.37 | UNKN | Conduit | 15 | 1 |  | 0 | 107.6391 | 107.6391 | 0.0010764 | Estuary | 0 | FIXED | 61.08 | PI3800-1299 | 0 | 0.73127 | SUBURBS | 0 | 0 | 0 | 1 | Cond | 20 | 32.8084 | 1 | N | 0 |  | CIRC | ROAD | 0.7874 | Full | 0 | Other |  | 0.059055 | 0 | 25 | 0.013 | 0.17 | FIXED | 62.75 | PI3802-228 | 0 | 0 | 0 | 0 | 0 | 0 | 0 | 0 | 0 | 0 | 0 | [11 empty] | 228.3475
PI3807-346.1 |  |  | 0 | 0.059055 | 0 | 25 | 0.013 | 0 | 5.3256 | 15 | 345.8836 | UNKN | Conduit | 15 | 1 |  | 0 | 107.6391 | 107.6391 | 0.0010764 | Estuary | 0 | FIXED | 65.44 | PI3800-3711 | 0 | 0.67942 | SUBURBS | 0 | 0 | 0 | 1 | Cond | 20 | 32.8084 | 1 | N | 0 |  | CIRC | ROAD | 0.7874 | Full | 0 | Other |  | 0.059055 | 0 | 25 | 0.013 | 0.17 | FIXED | 67.79 | PI3807-346 | 0 | 0 | 0 | 0 | 0 | 0 | 0 | 0 | 0 | 0 | 0 | [11 empty] | 345.8829
PI3807-653.1 |  |  | 0 | 0.059055 | 0 | 25 | 0.013 | 0 | 2.4178 | 15 | 307.069 | UNKN | Conduit | 15 | 1 |  | 0 | 107.6391 | 107.6391 | 0.0010764 | Estuary | 0 | FIXED | 67.79 | PI3807-346 | 0 | 0.14003 | SUBURBS | 0 | 0 | 0 | 1 | Cond | 20 | 32.8084 | 1 | N | 0 |  | CIRC | ROAD | 0.7874 | Full | 0 | Other |  | 0.059055 | 0 | 25 | 0.013 | 0.5 | FIXED | 68.22 | PI3807-653 | 0 | 0 | 0 | 0 | 0 | 0 | 0 | 0 | 0 | 0 | 0 | [11 empty] | 307.0686
PI9603-866.1 |  |  | 0 | 0.059055 | 0 | 25 | 0.013 | 0 | 10.922 | 18 | 401.5741 | UNKN | Conduit | 18 | 1 |  | 0 | 107.6391 | 107.6391 | 0.0010764 | Estuary | 0 | FIXED | 86.82 | PI9603-465 | 0 | 1.0807 | SUBURBS | 0 | 0 | 0 | 1 | Cond | 20 | 32.8084 | 1 | N | 0 |  | CIRC | ROAD | 0.7874 | Full | 0 | Other |  | 0.059055 | 0 | 25 | 0.013 | 0.83 | FIXED | 91.16 | PI9603-866 | 0 | 0 | 0 | 0 | 0 | 0 | 0 | 0 | 0 | 0 | 0 | [11 empty] | 401.5684
PI9600-3923.1 |  |  | 0 | 0.059055 | 0 | 25 | 0.013 | 0 | 6.2118 | 15 | 70.3198 | UNKN | Conduit | 15 | 1 |  | 0 | 107.6391 | 107.6391 | 0.0010764 | Estuary | 0 | FIXED | 90.87 | PI9600-3853 | 0 | 0.92435 | SUBURBS | 0 | 0 | 0 | 1 | Cond | 20 | 32.8084 | 1 | N | 0 |  | CIRC | ROAD | 0.7874 | Full | 0 | Other |  | 0.059055 | 0 | 25 | 0.013 | 0.17 | FIXED | 91.52 | PI9600-3923 | 0 | 0 | 0 | 0 | 0 | 0 | 0 | 0 | 0 | 0 | 0 | [11 empty] | 70.3111
PI9600-4409.1 |  |  | 0 | 0.059055 | 0 | 25 | 0.013 | 0 | 4.9247 | 15 | 485.3912 | UNKN | Conduit | 15 | 1 |  | 0 | 107.6391 | 107.6391 | 0.0010764 | Estuary | 0 | FIXED | 91.52 | PI9600-3923 | 0 | 0.58097 | SUBURBS | 0 | 0 | 0 | 1 | Cond | 20 | 32.8084 | 1 | N | 0 |  | CIRC | ROAD | 0.7874 | Full | 0 | Other |  | 0.059055 | 0 | 25 | 0.013 | 0.25 | FIXED | 94.34 | PI9600-4409 | 0 | 0 | 0 | 0 | 0 | 0 | 0 | 0 | 0 | 0 | 0 | [11 empty] | 485.2834
PI6605-771.1 |  |  | 0 | 0.059055 | 0 | 25 | 0.013 | 0 | 3.1644 | 15 | 229.2834 | UNKN | Conduit | 15 | 1 |  | 0 | 107.6391 | 107.6391 | 0.0010764 | Estuary | 0 | FIXED | 12.71 | PI6605-541 | 0 | 0.23988 | SUBURBS | 0 | 0 | 0 | 1 | Cond | 20 | 32.8084 | 1 | N | 0 |  | CIRC | ROAD | 0.7874 | Full | 0 | Other |  | 0.059055 | 0 | 25 | 0.013 | 0.5 | FIXED | 13.26 | PI6605-771 | 0 | 0 | 0 | 0 | 0 | 0 | 0 | 0 | 0 | 0 | 0 | [11 empty] | 229.2748
PI6904-1498.1 |  |  | 0 | 0.059055 | 0 | 25 | 0.013 | 0 | 3.822 | 15 | 182.8908 | UNKN | Conduit | 15 | 1 |  | 0 | 107.6391 | 107.6391 | 0.0010764 | Estuary | 0 | FIXED | 18.77 | PI6904-1315 | 0 | 0.34994 | SUBURBS | 0 | 0 | 0 | 1 | Cond | 20 | 32.8084 | 1 | N | 0 |  | CIRC | ROAD | 0.7874 | Full | 0 | Other |  | 0.059055 | 0 | 25 | 0.013 | 0.17 | FIXED | 19.41 | PI6904-1498 | 0 | 0 | 0 | 0 | 0 | 0 | 0 | 0 | 0 | 0 | 0 | [11 empty] | 182.8541
PI6904-1315.1 |  |  | 0 | 0.059055 | 0 | 25 | 0.013 | 0 | 4.1392 | 15 | 419.079 | UNKN | Conduit | 15 | 1 |  | 0 | 107.6391 | 107.6391 | 0.0010764 | Estuary | 0 | FIXED | 17.05 | PI6904-896 | 0 | 0.41042 | SUBURBS | 0 | 0 | 0 | 1 | Cond | 20 | 32.8084 | 1 | N | 0 |  | CIRC | ROAD | 0.7874 | Full | 0 | Other |  | 0.059055 | 0 | 25 | 0.013 | 0.28 | FIXED | 18.77 | PI6904-1315 | 0 | 0 | 0 | 0 | 0 | 0 | 0 | 0 | 0 | 0 | 0 | [11 empty] | 419.0643
PI690406-674.1 |  |  | 0 | 0.059055 | 0 | 25 | 0.013 | 0 | 2.0507 | 15 | 228.2988 | UNKN | Conduit | 15 | 1 |  | 0 | 107.6391 | 107.6391 | 0.0010764 | Estuary | 0 | FIXED | 18.94 | PI690406-445 | 0 | 0.10075 | SUBURBS | 0 | 0 | 0 | 1 | Cond | 20 | 32.8084 | 1 | N | 0 |  | CIRC | ROAD | 0.7874 | Full | 0 | Other |  | 0.059055 | 0 | 25 | 0.013 | 0.27 | FIXED | 19.17 | PI690406-674 | 0 | 0 | 0 | 0 | 0 | 0 | 0 | 0 | 0 | 0 | 0 | [11 empty] | 228.2979
PI690406-1044.1 |  |  | 0 | 0.059055 | 0 | 25 | 0.013 | 0 | 2.0144 | 15 | 370.3505 | UNKN | Conduit | 15 | 1 |  | 0 | 107.6391 | 107.6391 | 0.0010764 | Estuary | 0 | FIXED | 19.17 | PI690406-674 | 0 | 0.097205 | SUBURBS | 0 | 0 | 0 | 1 | Cond | 20 | 32.8084 | 1 | N | 0 |  | CIRC | ROAD | 0.7874 | Full | 0 | Other |  | 0.059055 | 0 | 25 | 0.013 | 0.26 | FIXED | 19.53 | PI690406-1044 | 0 | 0 | 0 | 0 | 0 | 0 | 0 | 0 | 0 | 0 | 0 | [11 empty] | 370.3505
PI690406-427.1 |  |  | 0 | 0.059055 | 0 | 25 | 0.013 | 0 | 3.2394 | 15 | 286.4093 | UNKN | Conduit | 15 | 1 |  | 0 | 107.6391 | 107.6391 | 0.0010764 | Estuary | 0 | FIXED | 17.43 | PI690406-141 | 0 | 0.25139 | SUBURBS | 0 | 0 | 0 | 1 | Cond | 20 | 32.8084 | 1 | N | 0 |  | CIRC | ROAD | 0.7874 | Full | 0 | Other |  | 0.059055 | 0 | 25 | 0.013 | 0.5 | FIXED | 18.15 | PI690406-427 | 0 | 0 | 0 | 0 | 0 | 0 | 0 | 0 | 0 | 0 | 0 | [11 empty] | 286.4089
PI7710-524.1 |  |  | 0 | 0.059055 | 0 | 25 | 0.013 | 0 | 3.2859 | 15 | 50.2621 | UNKN | Conduit | 15 | 1 |  | 0 | 107.6391 | 107.6391 | 0.0010764 | Estuary | 0 | FIXED | 40.17 | PI7710-473 | 0 | 0.25864 | SUBURBS | 0 | 0 | 0 | 1 | Cond | 20 | 32.8084 | 1 | N | 0 |  | CIRC | ROAD | 0.7874 | Full | 0 | Other |  | 0.059055 | 0 | 25 | 0.013 | 0.18 | FIXED | 40.3 | PI7710-524 | 0 | 0 | 0 | 0 | 0 | 0 | 0 | 0 | 0 | 0 | 0 | [11 empty] | 50.2618
PI7710-634.1 |  |  | 0 | 0.059055 | 0 | 25 | 0.013 | 0 | 3.2859 | 15 | 109.9945 | UNKN | Conduit | 15 | 1 |  | 0 | 107.6391 | 107.6391 | 0.0010764 | Estuary | 0 | FIXED | 40.3 | PI7710-524 | 0 | 0.25864 | SUBURBS | 0 | 0 | 0 | 1 | Cond | 20 | 32.8084 | 1 | N | 0 |  | CIRC | ROAD | 0.7874 | Full | 0 | Other |  | 0.059055 | 0 | 25 | 0.013 | 0.41 | FIXED | 40.5845 | PI7710-634 | 0 | 0 | 0 | 0 | 0 | 0 | 0 | 0 | 0 | 0 | 0 | [11 empty] | 109.994
PI8000-5724.1 |  |  | 0 | 0.059055 | 0 | 25 | 0.013 | 0 | 4.7728 | 15 | 117.4095 | UNKN | Conduit | 15 | 1 |  | 0 | 107.6391 | 107.6391 | 0.0010764 | Estuary | 0 | FIXED | 57.0933 | PI8000-5607 | 0 | 0.54571 | SUBURBS | 0 | 0 | 0 | 1 | Cond | 20 | 32.8084 | 1 | N | 0 |  | CIRC | ROAD | 0.7874 | Full | 0 | Other |  | 0.059055 | 0 | 25 | 0.013 | 0.36 | FIXED | 57.734 | PI8000-5724 | 0 | 0 | 0 | 0 | 0 | 0 | 0 | 0 | 0 | 0 | 0 | [11 empty] | 117.4095
PI900201-204.1 |  |  | 0 | 0.059055 | 0 | 25 | 0.013 | 0 | 3.2341 | 15 | 203.545 | UNKN | Conduit | 15 | 1 |  | 0 | 107.6391 | 107.6391 | 0.0010764 | Estuary | 0 | FIXED | 48.98 | PI9002-55 | 0 | 0.25056 | SUBURBS | 0 | 0 | 0 | 1 | Cond | 20 | 32.8084 | 1 | N | 0 |  | CIRC | ROAD | 0.7874 | Full | 0 | Other |  | 0.059055 | 0 | 25 | 0.013 | 0.17 | FIXED | 49.49 | PI900201-204 | 0 | 0 | 0 | 0 | 0 | 0 | 0 | 0 | 0 | 0 | 0 | [11 empty] | 203.5437
PI8000-4955.1 |  |  | 0 | 0.059055 | 0 | 25 | 0.013 | 0 | 3.2203 | 15 | 275.8822 | UNKN | Conduit | 15 | 1 |  | 0 | 107.6391 | 107.6391 | 0.0010764 | Estuary | 0 | FIXED | 52.85 | PI8000-4679 | 0 | 0.24842 | SUBURBS | 0 | 0 | 0 | 1 | Cond | 20 | 32.8084 | 1 | N | 0 |  | CIRC | ROAD | 0.7874 | Full | 0 | Other |  | 0.059055 | 0 | 25 | 0.013 | 0.2 | FIXED | 53.5353 | PI8000-4955 | 0 | 0 | 0 | 0 | 0 | 0 | 0 | 0 | 0 | 0 | 0 | [11 empty] | 275.882
PI8500-1963.1 |  |  | 0 | 0.059055 | 0 | 25 | 0.013 | 0 | 6.6821 | 15 | 306.0224 | UNKN | Conduit | 15 | 1 |  | 0 | 107.6391 | 107.6391 | 0.0010764 | Estuary | 0 | FIXED | 28.0122 | PI8500-1657 | 0 | 1.0696 | SUBURBS | 0 | 0 | 0 | 1 | Cond | 20 | 32.8084 | 1 | N | 0 |  | CIRC | ROAD | 0.7874 | Full | 0 | Other |  | 0.059055 | 0 | 25 | 0.013 | 0.69 | FIXED | 31.2855 | PI8500-1963 | 0 | 0 | 0 | 0 | 0 | 0 | 0 | 0 | 0 | 0 | 0 | [11 empty] | 306.0224
PI8500-1657.1 |  |  | 0 | 0.059055 | 0 | 25 | 0.013 | 0 | 3.1849 | 15 | 424.092 | UNKN | Conduit | 15 | 1 |  | 0 | 107.6391 | 107.6391 | 0.0010764 | Estuary | 0 | FIXED | 26.9817 | PI8500-1232 | 0 | 0.24299 | SUBURBS | 0 | 0 | 0 | 1 | Cond | 20 | 32.8084 | 1 | N | 0 |  | CIRC | ROAD | 0.7874 | Full | 0 | Other |  | 0.059055 | 0 | 25 | 0.013 | 0.17 | FIXED | 28.0122 | PI8500-1657 | 0 | 0 | 0 | 0 | 0 | 0 | 0 | 0 | 0 | 0 | 0 | [11 empty] | 424.091
PI8000-5341.1 |  |  | 0 | 0.059055 | 0 | 25 | 0.013 | 0 | 4.7728 | 15 | 386.9065 | UNKN | Conduit | 15 | 1 |  | 0 | 107.6391 | 107.6391 | 0.0010764 | Estuary | 0 | FIXED | 53.5353 | PI8000-4955 | 0 | 0.54571 | SUBURBS | 0 | 0 | 0 | 1 | Cond | 20 | 32.8084 | 1 | N | 0 |  | CIRC | ROAD | 0.7874 | Full | 0 | Other |  | 0.059055 | 0 | 25 | 0.013 | 0.33 | FIXED | 55.6467 | PI8000-5341 | 0 | 0 | 0 | 0 | 0 | 0 | 0 | 0 | 0 | 0 | 0 | [11 empty] | 386.9054
PI8000-5607.1 |  |  | 0 | 0.059055 | 0 | 25 | 0.013 | 0 | 4.7728 | 15 | 265.087 | UNKN | Conduit | 15 | 1 |  | 0 | 107.6391 | 107.6391 | 0.0010764 | Estuary | 0 | FIXED | 55.6467 | PI8000-5341 | 0 | 0.54571 | SUBURBS | 0 | 0 | 0 | 1 | Cond | 20 | 32.8084 | 1 | N | 0 |  | CIRC | ROAD | 0.7874 | Full | 0 | Other |  | 0.059055 | 0 | 25 | 0.013 | 0.35 | FIXED | 57.0933 | PI8000-5607 | 0 | 0 | 0 | 0 | 0 | 0 | 0 | 0 | 0 | 0 | 0 | [11 empty] | 265.0867
PI8000-4679.1 |  |  | 0 | 0.059055 | 0 | 25 | 0.013 | 0 | 3.2203 | 15 | 301.9097 | UNKN | Conduit | 15 | 1 |  | 0 | 107.6391 | 107.6391 | 0.0010764 | Estuary | 0 | FIXED | 52.1 | PI8000-4377 | 0 | 0.24842 | SUBURBS | 0 | 0 | 0 | 1 | Cond | 20 | 32.8084 | 1 | N | 0 |  | CIRC | ROAD | 0.7874 | Full | 0 | Other |  | 0.059055 | 0 | 25 | 0.013 | 0.17 | FIXED | 52.85 | PI8000-4679 | 0 | 0 | 0 | 0 | 0 | 0 | 0 | 0 | 0 | 0 | 0 | [11 empty] | 301.9086
PI7800-10997.1 |  |  | 0 | 0.059055 | 0 | 25 | 0.013 | 0 | 3.4436 | 15 | 162.1199 | UNKN | Conduit | 15 | 1 |  | 0 | 107.6391 | 107.6391 | 0.0010764 | Estuary | 0 | FIXED | 49.5473 | PI7800-10835 | 0 | 0.28408 | SUBURBS | 0 | 0 | 0 | 1 | Cond | 20 | 32.8084 | 1 | N | 0 |  | CIRC | ROAD | 0.7874 | Full | 0 | Other |  | 0.059055 | 0 | 25 | 0.013 | 0.48 | FIXED | 50.0079 | PI7800-10997 | 0 | 0 | 0 | 0 | 0 | 0 | 0 | 0 | 0 | 0 | 0 | [11 empty] | 162.1198
PI1500-6963.1 |  |  | 0 | 0.059055 | 0 | 25 | 0.013 | 0 | 3.8992 | 15 | 124.2355 | UNKN | Conduit | 15 | 1 |  | 0 | 107.6391 | 107.6391 | 0.0010764 | Estuary | 0 | FIXED | 51.5975 | PI1500-6839 | 0 | 0.36422 | SUBURBS | 0 | 0 | 0 | 1 | Cond | 20 | 32.8084 | 1 | N | 0 |  | CIRC | ROAD | 0.7874 | Full | 0 | Other |  | 0.059055 | 0 | 25 | 0.013 | 0.17 | FIXED | 52.05 | PI1500-6963 | 0 | 0 | 0 | 0 | 0 | 0 | 0 | 0 | 0 | 0 | 0 | [11 empty] | 124.2347
PI1500-7365.1 |  |  | 0 | 0.059055 | 0 | 25 | 0.013 | 0 | 3.6325 | 15 | 401.771 | UNKN | Conduit | 15 | 1 |  | 0 | 107.6391 | 107.6391 | 0.0010764 | Estuary | 0 | FIXED | 52.05 | PI1500-6963 | 0 | 0.3161 | SUBURBS | 0 | 0 | 0 | 1 | Cond | 20 | 32.8084 | 1 | N | 0 |  | CIRC | ROAD | 0.7874 | Full | 0 | Other |  | 0.059055 | 0 | 25 | 0.013 | 0.82 | FIXED | 53.32 | PI1500-7365 | 0 | 0 | 0 | 0 | 0 | 0 | 0 | 0 | 0 | 0 | 0 | [11 empty] | 401.7711
PI680102-343.1 |  |  | 0 | 0.059055 | 0 | 25 | 0.013 | 0 | 2.8617 | 15 | 259.9612 | UNKN | Conduit | 15 | 1 |  | 0 | 107.6391 | 107.6391 | 0.0010764 | Estuary | 0 | FIXED | 14.35 | PI680102-83 | 0 | 0.19618 | SUBURBS | 0 | 0 | 0 | 1 | Cond | 20 | 32.8084 | 1 | N | 0 |  | CIRC | ROAD | 0.7874 | Full | 0 | Other |  | 0.059055 | 0 | 25 | 0.013 | 0.63 | FIXED | 14.86 | PI680102-343 | 0 | 0 | 0 | 0 | 0 | 0 | 0 | 0 | 0 | 0 | 0 | [11 empty] | 259.9213
PI1503-2921.1 |  |  | 0 | 0.059055 | 0 | 25 | 0.013 | 0 | 3.2232 | 15 | 425.9154 | UNKN | Conduit | 15 | 1 |  | 0 | 107.6391 | 107.6391 | 0.0010764 | Estuary | 0 | FIXED | 52.07 | PI1503-2495 | 0 | 0.24888 | SUBURBS | 0 | 0 | 0 | 1 | Cond | 20 | 32.8084 | 1 | N | 0 |  | CIRC | ROAD | 0.7874 | Full | 0 | Other |  | 0.059055 | 0 | 25 | 0.013 | 0.24 | FIXED | 53.13 | PI1503-2921 | 0 | 0 | 0 | 0 | 0 | 0 | 0 | 0 | 0 | 0 | 0 | [11 empty] | 425.8299
PI150301-251.1 |  |  | 0 | 0.059055 | 0 | 25 | 0.013 | 0 | 3.24 | 15 | 250.5205 | UNKN | Conduit | 15 | 1 |  | 0 | 107.6391 | 107.6391 | 0.0010764 | Estuary | 0 | FIXED | 55.31 | PI1503-2989 | 0 | 0.25148 | SUBURBS | 0 | 0 | 0 | 1 | Cond | 20 | 32.8084 | 1 | N | 0 |  | CIRC | ROAD | 0.7874 | Full | 0 | Other |  | 0.059055 | 0 | 25 | 0.013 | 0.74 | FIXED | 55.94 | PI150301-251 | 0 | 0 | 0 | 0 | 0 | 0 | 0 | 0 | 0 | 0 | 0 | [11 empty] | 250.4579
PI1503-2989.1 |  |  | 0 | 0.059055 | 0 | 25 | 0.013 | 0 | 11.5424 | 15 | 68.3068 | UNKN | Conduit | 15 | 1 |  | 0 | 107.6391 | 107.6391 | 0.0010764 | Estuary | 0 | FIXED | 53.13 | PI1503-2921 | 0 | 3.1915 | SUBURBS | 0 | 0 | 0 | 1 | Cond | 20 | 32.8084 | 1 | N | 0 |  | CIRC | ROAD | 0.7874 | Full | 0 | Other |  | 0.059055 | 0 | 25 | 0.013 | 0.42 | FIXED | 55.31 | PI1503-2989 | 0 | 0 | 0 | 0 | 0 | 0 | 0 | 0 | 0 | 0 | 0 | [11 empty] | 68.3015
PI3200-88.1 |  |  | 0 | 0.059055 | 0 | 25 | 0.013 | 0 | 73.4466 | 36 | 75 | UNKN | Conduit | 60 | 1 |  | 0 | 107.6391 | 107.6391 | 0.0010764 | Estuary | 1 | FIXED | 50.72 | CC0300-6083 | 0 | 0.2 | SUBURBS | 0 | 0 | 0 | 1 | Cond | 20 | 32.8084 | 1 | N | 0 |  | RECT | ROAD | 0.7874 | Full | 0 | Other |  | 0.059055 | 0 | 25 | 0.013 | 0.3 | FIXED | 50.87 | PI3200-88 | 0 | 0 | 0 | 0 | 0 | 0 | 0 | 0 | 0 | 0 | 0 | [11 empty] | 88.452
PI120101-457.1 |  |  | 0 | 0.059055 | 0 | 25 | 0.013 | 0 | 5.2761 | 15 | 252.3866 | UNKN | Conduit | 15 | 1 |  | 0 | 107.6391 | 107.6391 | 0.0010764 | Estuary | 0 | FIXED | 22.0424 | PI120101-204 | 0 | 0.66685 | SUBURBS | 0 | 0 | 0 | 1 | Cond | 20 | 32.8084 | 1 | N | 0 |  | CIRC | ROAD | 0.7874 | Full | 0 | Other |  | 0.059055 | 0 | 25 | 0.013 | 0.17 | FIXED | 23.7254 | PI120101-457 | 0 | 0 | 0 | 0 | 0 | 0 | 0 | 0 | 0 | 0 | 0 | [11 empty] | 252.387
PI1400-2007.1 |  |  | 0 | 0.059055 | 0 | 25 | 0.013 | 0 | 3.1995 | 15 | 24.4665 | UNKN | Conduit | 15 | 1 |  | 0 | 107.6391 | 107.6391 | 0.0010764 | Estuary | 0 | FIXED | 32.25 | PI1400-1982 | 0 | 0.24523 | SUBURBS | 0 | 0 | 0 | 1 | Cond | 20 | 32.8084 | 1 | N | 0 |  | CIRC | ROAD | 0.7874 | Full | 0 | Other |  | 0.059055 | 0 | 25 | 0.013 | 0.17 | FIXED | 32.31 | PI1400-2007 | 0 | 0 | 0 | 0 | 0 | 0 | 0 | 0 | 0 | 0 | 0 | [11 empty] | 24.4663
PI2200-557.1 |  |  | 0 | 0.059055 | 0 | 25 | 0.013 | 0 | 2.5966 | 15 | 381.4172 | UNKN | Conduit | 15 | 1 |  | 0 | 107.6391 | 107.6391 | 0.0010764 | Estuary | 0 | FIXED | 28.884 | PI2200-176 | 0 | 0.16151 | SUBURBS | 0 | 0 | 0 | 1 | Cond | 20 | 32.8084 | 1 | N | 0 |  | CIRC | ROAD | 0.7874 | Full | 0 | Other |  | 0.059055 | 0 | 25 | 0.013 | 0.5 | FIXED | 29.5 | PI2200-557 | 0 | 0 | 0 | 0 | 0 | 0 | 0 | 0 | 0 | 0 | 0 | [11 empty] | 381.416
PI3900-1627.1 |  |  | 0 | 0.059055 | 0 | 25 | 0.013 | 0 | 3.2659 | 15 | 74.3601 | UNKN | Conduit | 15 | 1 |  | 0 | 107.6391 | 107.6391 | 0.0010764 | Estuary | 0 | FIXED | 63.37 | PI3900-1553 | 0 | 0.25551 | SUBURBS | 0 | 0 | 0 | 1 | Cond | 20 | 32.8084 | 1 | N | 0 |  | CIRC | ROAD | 0.7874 | Full | 0 | Other |  | 0.059055 | 0 | 25 | 0.013 | 0.24 | FIXED | 63.56 | PI3900-1627 | 0 | 0 | 0 | 0 | 0 | 0 | 0 | 0 | 0 | 0 | 0 | [11 empty] | 74.3598
PI3900-2115.1 |  |  | 0 | 0.059055 | 0 | 25 | 0.013 | 0 | 3.2659 | 15 | 154.4454 | UNKN | Conduit | 15 | 1 |  | 0 | 107.6391 | 107.6391 | 0.0010764 | Estuary | 0 | FIXED | 64.7754 | PI3900-1961 | 0 | 0.25551 | SUBURBS | 0 | 0 | 0 | 1 | Cond | 20 | 32.8084 | 1 | N | 0 |  | CIRC | ROAD | 0.7874 | Full | 0 | Other |  | 0.059055 | 0 | 25 | 0.013 | 0.5 | FIXED | 65.17 | PI3900-2115 | 0 | 0 | 0 | 0 | 0 | 0 | 0 | 0 | 0 | 0 | 0 | [11 empty] | 154.4445
PI8500-972.1 |  |  | 0 | 0.059055 | 0 | 25 | 0.013 | 0 | 3.1849 | 15 | 259.1578 | UNKN | Conduit | 15 | 1 |  | 0 | 107.6391 | 107.6391 | 0.0010764 | Estuary | 0 | FIXED | 25.72 | PI8500-713 | 0 | 0.24299 | SUBURBS | 0 | 0 | 0 | 1 | Cond | 20 | 32.8084 | 1 | N | 0 |  | CIRC | ROAD | 0.7874 | Full | 0 | Other |  | 0.059055 | 0 | 25 | 0.013 | 0.18 | FIXED | 26.3497 | PI8500-972 | 0 | 0 | 0 | 0 | 0 | 0 | 0 | 0 | 0 | 0 | 0 | [11 empty] | 259.157
PI0800-15576.1 |  |  | 0 | 0.059055 | 0 | 25 | 0.013 | 0 | 6.682 | 15 | 208.6295 | UNKN | Conduit | 15 | 1 |  | 0 | 107.6391 | 107.6391 | 0.0010764 | Estuary | 0 | FIXED | 35.6561 | PI0800-15367 | 0 | 1.0696 | SUBURBS | 0 | 0 | 0 | 1 | Cond | 20 | 32.8084 | 1 | N | 0 |  | CIRC | ROAD | 0.7874 | Full | 0 | Other |  | 0.059055 | 0 | 25 | 0.013 | 0.17 | FIXED | 37.8875 | PI0800-15576 | 0 | 0 | 0 | 0 | 0 | 0 | 0 | 0 | 0 | 0 | 0 | [11 empty] | 208.6288
PI8400-4572.1 |  |  | 0 | 0.059055 | 0 | 25 | 0.013 | 0 | 5.053 | 15 | 490.4695 | UNKN | Conduit | 15 | 1 |  | 0 | 107.6391 | 107.6391 | 0.0010764 | Estuary | 0 | FIXED | 34.39 | PI8400-4081 | 0 | 0.61166 | SUBURBS | 0 | 0 | 0 | 1 | Cond | 20 | 32.8084 | 1 | N | 0 |  | CIRC | ROAD | 0.7874 | Full | 0 | Other |  | 0.059055 | 0 | 25 | 0.013 | 0.53 | FIXED | 37.39 | PI8400-4572 | 0 | 0 | 0 | 0 | 0 | 0 | 0 | 0 | 0 | 0 | 0 | [11 empty] | 490.4689
PI3800-8789.1 |  |  | 0 | 0.059055 | 0 | 25 | 0.013 | 0 | 7.5791 | 15 | 304.0247 | UNKN | Conduit | 15 | 1 |  | 0 | 107.6391 | 107.6391 | 0.0010764 | Estuary | 0 | FIXED | 79.8164 | PI3800-8485 | 0 | 1.3761 | SUBURBS | 0 | 0 | 0 | 1 | Cond | 20 | 32.8084 | 1 | N | 0 |  | CIRC | ROAD | 0.7874 | Full | 0 | Other |  | 0.059055 | 0 | 25 | 0.013 | 0.5 | FIXED | 84 | PI3800-8789 | 0 | 0 | 0 | 0 | 0 | 0 | 0 | 0 | 0 | 0 | 0 | [11 empty] | 304.024
PI0800-16154.1 |  |  | 0 | 0.059055 | 0 | 25 | 0.013 | 0 | 3.2805 | 15 | 578.9248 | UNKN | Conduit | 15 | 1 |  | 0 | 107.6391 | 107.6391 | 0.0010764 | Estuary | 0 | FIXED | 37.8875 | PI0800-15576 | 0 | 0.2578 | SUBURBS | 0 | 0 | 0 | 1 | Cond | 20 | 32.8084 | 1 | N | 0 |  | CIRC | ROAD | 0.7874 | Full | 0 | Other |  | 0.059055 | 0 | 25 | 0.013 | 0.4 | FIXED | 39.38 | PI0800-16154 | 0 | 0 | 0 | 0 | 0 | 0 | 0 | 0 | 0 | 0 | 0 | [11 empty] | 578.9239
PI1501-3344.1 |  |  | 0 | 0.059055 | 0 | 25 | 0.013 | 0 | 3.5217 | 15 | 258.6349 | UNKN | Conduit | 15 | 1 |  | 0 | 107.6391 | 107.6391 | 0.0010764 | Estuary | 0 | FIXED | 40.9934 | PI1501-3085 | 0 | 0.29711 | SUBURBS | 0 | 0 | 0 | 1 | Cond | 20 | 32.8084 | 1 | N | 0 |  | CIRC | ROAD | 0.7874 | Full | 0 | Other |  | 0.059055 | 0 | 25 | 0.013 | 0.41 | FIXED | 41.7618 | PI1501-3344 | 0 | 0 | 0 | 0 | 0 | 0 | 0 | 0 | 0 | 0 | 0 | [11 empty] | 258.6338
PI1501-3085.1 |  |  | 0 | 0.059055 | 0 | 25 | 0.013 | 0 | 3.5217 | 15 | 282.4445 | UNKN | Conduit | 15 | 1 |  | 0 | 107.6391 | 107.6391 | 0.0010764 | Estuary | 0 | FIXED | 40.1542 | PI1501-2803 | 0 | 0.29711 | SUBURBS | 0 | 0 | 0 | 1 | Cond | 20 | 32.8084 | 1 | N | 0 |  | CIRC | ROAD | 0.7874 | Full | 0 | Other |  | 0.059055 | 0 | 25 | 0.013 | 0.5 | FIXED | 40.9934 | PI1501-3085 | 0 | 0 | 0 | 0 | 0 | 0 | 0 | 0 | 0 | 0 | 0 | [11 empty] | 282.4444
PI8500-472.1 |  |  | 0 | 0.059055 | 0 | 25 | 0.013 | 0 | 3.2297 | 15 | 492.232 | UNKN | Conduit | 15 | 1 |  | 0 | 107.6391 | 107.6391 | 0.0010764 | Estuary | 0 | FIXED | 23.89 | PI8400-584 | 0 | 0.24988 | SUBURBS | 0 | 0 | 0 | 1 | Cond | 20 | 32.8084 | 1 | N | 0 |  | CIRC | ROAD | 0.7874 | Full | 0 | Other |  | 0.059055 | 0 | 25 | 0.013 | 0.17 | FIXED | 25.12 | PI8500-472 | 0 | 0 | 0 | 0 | 0 | 0 | 0 | 0 | 0 | 0 | 0 | [11 empty] | 471.74
PI8500-713.1 |  |  | 0 | 0.059055 | 0 | 25 | 0.013 | 0 | 3.2209 | 15 | 241.4313 | UNKN | Conduit | 15 | 1 |  | 0 | 107.6391 | 107.6391 | 0.0010764 | Estuary | 0 | FIXED | 25.12 | PI8500-472 | 0 | 0.24852 | SUBURBS | 0 | 0 | 0 | 1 | Cond | 20 | 32.8084 | 1 | N | 0 |  | CIRC | ROAD | 0.7874 | Full | 0 | Other |  | 0.059055 | 0 | 25 | 0.013 | 0.18 | FIXED | 25.72 | PI8500-713 | 0 | 0 | 0 | 0 | 0 | 0 | 0 | 0 | 0 | 0 | 0 | [11 empty] | 241.431
PI6905-222.1 |  |  | 0 | 0.059055 | 0 | 25 | 0.013 | 0 | 4.8629 | 15 | 222.4249 | UNKN | Conduit | 15 | 1 |  | 0 | 107.6391 | 107.6391 | 0.0010764 | Estuary | 0 | FIXED | 12.98 | PI6900-2620 | 0 | 0.56648 | SUBURBS | 0 | 0 | 0 | 1 | Cond | 20 | 32.8084 | 1 | N | 0 |  | CIRC | ROAD | 0.7874 | Full | 0 | Other |  | 0.059055 | 0 | 25 | 0.013 | 0.64 | FIXED | 14.24 | PI6905-222 | 0 | 0 | 0 | 0 | 0 | 0 | 0 | 0 | 0 | 0 | 0 | [11 empty] | 222.424
PI580501-69.1 |  |  | 0 | 0.059055 | 0 | 25 | 0.013 | 0 | 6.6009 | 15 | 68.9799 | UNKN | Conduit | 15 | 1 |  | 0 | 107.6391 | 107.6391 | 0.0010764 | Estuary | 0 | FIXED | 46.14 | PI5805-622 | 0 | 1.0438 | SUBURBS | 0 | 0 | 0 | 1 | Cond | 20 | 32.8084 | 1 | N | 0 |  | CIRC | ROAD | 0.7874 | Full | 0 | Other |  | 0.059055 | 0 | 25 | 0.013 | 0.5 | FIXED | 46.86 | PI580501-69 | 0 | 0 | 0 | 0 | 0 | 0 | 0 | 0 | 0 | 0 | 0 | [11 empty] | 68.9797
PI1200-2261.1 |  |  | 0 | 0.059055 | 0 | 25 | 0.013 | 0 | 5.9092 | 15 | 255.0635 | UNKN | Conduit | 15 | 1 |  | 0 | 107.6391 | 107.6391 | 0.0010764 | Estuary | 0 | FIXED | 20.8664 | PI1200-2006 | 0 | 0.8365 | SUBURBS | 0 | 0 | 0 | 1 | Cond | 20 | 32.8084 | 1 | N | 0 |  | CIRC | ROAD | 0.7874 | Full | 0 | Other |  | 0.059055 | 0 | 25 | 0.013 | 0.5 | FIXED | 23 | PI1200-2261 | 0 | 0 | 0 | 0 | 0 | 0 | 0 | 0 | 0 | 0 | 0 | [11 empty] | 255.0626
PI1400-2212.1 |  |  | 0 | 0.059055 | 0 | 25 | 0.013 | 0 | 3.2224 | 15 | 205.0208 | UNKN | Conduit | 15 | 1 |  | 0 | 107.6391 | 107.6391 | 0.0010764 | Estuary | 0 | FIXED | 32.31 | PI1400-2007 | 0 | 0.24876 | SUBURBS | 0 | 0 | 0 | 1 | Cond | 20 | 32.8084 | 1 | N | 0 |  | CIRC | ROAD | 0.7874 | Full | 0 | Other |  | 0.059055 | 0 | 25 | 0.013 | 0.25 | FIXED | 32.82 | PI1400-2212 | 0 | 0 | 0 | 0 | 0 | 0 | 0 | 0 | 0 | 0 | 0 | [11 empty] | 205.0199
PI8000-6524.1 |  |  | 0 | 0.059055 | 0 | 25 | 0.013 | 0 | 4.0971 | 15 | 381.8551 | UNKN | Conduit | 15 | 1 |  | 0 | 107.6391 | 107.6391 | 0.0010764 | Estuary | 0 | FIXED | 59.4162 | PI8000-6142 | 0 | 0.40213 | SUBURBS | 0 | 0 | 0 | 1 | Cond | 20 | 32.8084 | 1 | N | 0 |  | CIRC | ROAD | 0.7874 | Full | 0 | Other |  | 0.059055 | 0 | 25 | 0.013 | 0.25 | FIXED | 60.9517 | PI8000-6524 | 0 | 0 | 0 | 0 | 0 | 0 | 0 | 0 | 0 | 0 | 0 | [11 empty] | 381.8544
PI8500-1232.1 |  |  | 0 | 0.059055 | 0 | 25 | 0.013 | 0 | 3.1849 | 15 | 260.0881 | UNKN | Conduit | 15 | 1 |  | 0 | 107.6391 | 107.6391 | 0.0010764 | Estuary | 0 | FIXED | 26.3497 | PI8500-972 | 0 | 0.24299 | SUBURBS | 0 | 0 | 0 | 1 | Cond | 20 | 32.8084 | 1 | N | 0 |  | CIRC | ROAD | 0.7874 | Full | 0 | Other |  | 0.059055 | 0 | 25 | 0.013 | 0.17 | FIXED | 26.9817 | PI8500-1232 | 0 | 0 | 0 | 0 | 0 | 0 | 0 | 0 | 0 | 0 | 0 | [11 empty] | 260.087
PI690406-445.1 |  |  | 0 | 0.059055 | 0 | 25 | 0.013 | 0 | 13.5717 | 15 | 17.9041 | UNKN | Conduit | 15 | 1 |  | 0 | 107.6391 | 107.6391 | 0.0010764 | Estuary | 0 | FIXED | 18.15 | PI690406-427 | 0 | 4.4124 | SUBURBS | 0 | 0 | 0 | 1 | Cond | 20 | 32.8084 | 1 | N | 0 |  | CIRC | ROAD | 0.7874 | Full | 0 | Other |  | 0.059055 | 0 | 25 | 0.013 | 0.17 | FIXED | 18.94 | PI690406-445 | 0 | 0 | 0 | 0 | 0 | 0 | 0 | 0 | 0 | 0 | 0 | [11 empty] | 17.9046
PI8101-998.1 |  |  | 0 | 0.059055 | 0 | 25 | 0.013 | 0 | 2.6809 | 15 | 448.1122 | UNKN | Conduit | 15 | 1 |  | 0 | 107.6391 | 107.6391 | 0.0010764 | Estuary | 0 | FIXED | 47.7285 | PI8101-549 | 0 | 0.17218 | SUBURBS | 0 | 0 | 0 | 1 | Cond | 20 | 32.8084 | 1 | N | 0 |  | CIRC | ROAD | 0.7874 | Full | 0 | Other |  | 0.059055 | 0 | 25 | 0.013 | 0.17 | FIXED | 48.5 | PI8101-998 | 0 | 0 | 0 | 0 | 0 | 0 | 0 | 0 | 0 | 0 | 0 | [11 empty] | 448.1117
PI8101-549.1 |  |  | 0 | 0.059055 | 0 | 25 | 0.013 | 0 | 2.6809 | 15 | 71.3946 | UNKN | Conduit | 15 | 1 |  | 0 | 107.6391 | 107.6391 | 0.0010764 | Estuary | 0 | FIXED | 47.6055 | PI8101-478 | 0 | 0.17218 | SUBURBS | 0 | 0 | 0 | 1 | Cond | 20 | 32.8084 | 1 | N | 0 |  | CIRC | ROAD | 0.7874 | Full | 0 | Other |  | 0.059055 | 0 | 25 | 0.013 | 0.5 | FIXED | 47.7285 | PI8101-549 | 0 | 0 | 0 | 0 | 0 | 0 | 0 | 0 | 0 | 0 | 0 | [11 empty] | 71.3937
PI0802-383.1 |  |  | 0 | 0.059055 | 0 | 25 | 0.013 | 0 | 3.2319 | 15 | 339.6938 | UNKN | Conduit | 15 | 1 |  | 0 | 107.6391 | 107.6391 | 0.0010764 | Estuary | 0 | FIXED | 21.81 | PI0802-43 | 0 | 0.25023 | SUBURBS | 0 | 0 | 0 | 1 | Cond | 20 | 32.8084 | 1 | N | 0 |  | CIRC | ROAD | 0.7874 | Full | 0 | Other |  | 0.059055 | 0 | 25 | 0.013 | 0.5 | FIXED | 22.66 | PI0802-383 | 0 | 0 | 0 | 0 | 0 | 0 | 0 | 0 | 0 | 0 | 0 | [11 empty] | 339.6308
PI0302-857.1 |  |  | 0 | 0.059055 | 0 | 25 | 0.013 | 0 | 2.4976 | 15 | 401.5059 | UNKN | Conduit | 15 | 1 |  | 0 | 107.6391 | 107.6391 | 0.0010764 | Estuary | 0 | FIXED | 21.85 | PI0302-456 | 0 | 0.14944 | SUBURBS | 0 | 0 | 0 | 1 | Cond | 20 | 32.8084 | 1 | N | 0 |  | CIRC | ROAD | 0.7874 | Full | 0 | Other |  | 0.059055 | 0 | 25 | 0.013 | 0.5 | FIXED | 22.45 | PI0302-857 | 0 | 0 | 0 | 0 | 0 | 0 | 0 | 0 | 0 | 0 | 0 | [11 empty] | 401.4653
PI0602-540.1 |  |  | 0 | 0.059055 | 0 | 25 | 0.013 | 0 | 3.9753 | 15 | 79.2458 | UNKN | Conduit | 15 | 1 |  | 0 | 107.6391 | 107.6391 | 0.0010764 | Estuary | 0 | FIXED | 45.07 | PI0602-460 | 0 | 0.37857 | SUBURBS | 0 | 0 | 0 | 1 | Cond | 20 | 32.8084 | 1 | N | 0 |  | CIRC | ROAD | 0.7874 | Full | 0 | Other |  | 0.059055 | 0 | 25 | 0.013 | 0.5 | FIXED | 45.37 | PI0602-540 | 0 | 0 | 0 | 0 | 0 | 0 | 0 | 0 | 0 | 0 | 0 | [11 empty] | 79.2448
PI0602-460.1 |  |  | 0 | 0.059055 | 0 | 25 | 0.013 | 0 | 2.9069 | 15 | 202.5457 | UNKN | Conduit | 15 | 1 |  | 0 | 107.6391 | 107.6391 | 0.0010764 | Estuary | 0 | FIXED | 44.66 | PI0602-258 | 0 | 0.20242 | SUBURBS | 0 | 0 | 0 | 1 | Cond | 20 | 32.8084 | 1 | N | 0 |  | CIRC | ROAD | 0.7874 | Full | 0 | Other |  | 0.059055 | 0 | 25 | 0.013 | 0.75 | FIXED | 45.07 | PI0602-460 | 0 | 0 | 0 | 0 | 0 | 0 | 0 | 0 | 0 | 0 | 0 | [11 empty] | 202.5451
PI0600-2725.1 |  |  | 0 | 0.059055 | 0 | 25 | 0.013 | 0 | 3.9627 | 15 | 116.9665 | UNKN | Conduit | 15 | 1 |  | 0 | 107.6391 | 107.6391 | 0.0010764 | Estuary | 0 | FIXED | 44.61 | PI0600-2608 | 0 | 0.37618 | SUBURBS | 0 | 0 | 0 | 1 | Cond | 20 | 32.8084 | 1 | N | 0 |  | CIRC | ROAD | 0.7874 | Full | 0 | Other |  | 0.059055 | 0 | 25 | 0.013 | 0.26 | FIXED | 45.05 | PI0600-2725 | 0 | 0 | 0 | 0 | 0 | 0 | 0 | 0 | 0 | 0 | 0 | [11 empty] | 116.9663
PI0600-2608.1 |  |  | 0 | 0.059055 | 0 | 25 | 0.013 | 0 | 2.8916 | 15 | 264.6019 | UNKN | Conduit | 15 | 1 |  | 0 | 107.6391 | 107.6391 | 0.0010764 | Estuary | 0 | FIXED | 44.08 | PI0600-2343 | 0 | 0.2003 | SUBURBS | 0 | 0 | 0 | 1 | Cond | 20 | 32.8084 | 1 | N | 0 |  | CIRC | ROAD | 0.7874 | Full | 0 | Other |  | 0.059055 | 0 | 25 | 0.013 | 0.75 | FIXED | 44.61 | PI0600-2608 | 0 | 0 | 0 | 0 | 0 | 0 | 0 | 0 | 0 | 0 | 0 | [11 empty] | 264.5791
PI0602-247.1 |  |  | 0 | 0.059055 | 0 | 25 | 0.013 | 0 | 3.0515 | 15 | 246.5629 | UNKN | Conduit | 15 | 1 |  | 0 | 107.6391 | 107.6391 | 0.0010764 | Estuary | 0 | FIXED | 44.08 | PI0600-2343 | 0 | 0.22307 | SUBURBS | 0 | 0 | 0 | 1 | Cond | 20 | 32.8084 | 1 | N | 0 |  | CIRC | ROAD | 0.7874 | Full | 0 | Other |  | 0.059055 | 0 | 25 | 0.013 | 0.17 | FIXED | 44.63 | PI0602-247 | 0 | 0 | 0 | 0 | 0 | 0 | 0 | 0 | 0 | 0 | 0 | [11 empty] | 246.531
PI0602-258.1 |  |  | 0 | 0.059055 | 0 | 25 | 0.013 | 0 | 3.3433 | 15 | 11.2035 | UNKN | Conduit | 15 | 1 |  | 0 | 107.6391 | 107.6391 | 0.0010764 | Estuary | 0 | FIXED | 44.63 | PI0602-247 | 0 | 0.26777 | SUBURBS | 0 | 0 | 0 | 1 | Cond | 20 | 32.8084 | 1 | N | 0 |  | CIRC | ROAD | 0.7874 | Full | 0 | Other |  | 0.059055 | 0 | 25 | 0.013 | 0.17 | FIXED | 44.66 | PI0602-258 | 0 | 0 | 0 | 0 | 0 | 0 | 0 | 0 | 0 | 0 | 0 | [11 empty] | 11.2038
PI0704-80.1 |  |  | 0 | 0.059055 | 0 | 25 | 0.013 | 0 | 11.3114 | 15 | 79.9333 | UNKN | Conduit | 15 | 1 |  | 0 | 107.6391 | 107.6391 | 0.0010764 | Estuary | 0 | FIXED | 44.16 | PI0700-2048 | 0 | 3.0651 | SUBURBS | 0 | 0 | 0 | 1 | Cond | 20 | 32.8084 | 1 | N | 0 |  | CIRC | ROAD | 0.7874 | Full | 0 | Other |  | 0.059055 | 0 | 25 | 0.013 | 0.5 | FIXED | 46.61 | PI0704-80 | 0 | 0 | 0 | 0 | 0 | 0 | 0 | 0 | 0 | 0 | 0 | [11 empty] | 79.9329
PI5813-502.1 |  |  | 0 | 0.059055 | 0 | 25 | 0.013 | 0 | 4.0181 | 15 | 501.5927 | UNKN | Conduit | 15 | 1 |  | 0 | 107.6391 | 107.6391 | 0.0010764 | Estuary | 0 | FIXED | 48.35 | PI5800-3722 | 0 | 0.38677 | SUBURBS | 0 | 0 | 0 | 1 | Cond | 20 | 32.8084 | 1 | N | 0 |  | CIRC | ROAD | 0.7874 | Full | 0 | Other |  | 0.059055 | 0 | 25 | 0.013 | 0.5 | FIXED | 50.29 | PI5813-502 | 0 | 0 | 0 | 0 | 0 | 0 | 0 | 0 | 0 | 0 | 0 | [11 empty] | 501.5917
PI1500-6839.1 |  |  | 0 | 0.059055 | 0 | 25 | 0.013 | 0 | 3.8992 | 15 | 54.2274 | UNKN | Conduit | 15 | 1 |  | 0 | 107.6391 | 107.6391 | 0.0010764 | Estuary | 0 | FIXED | 51.4 | PI1500-6785 | 0 | 0.36422 | SUBURBS | 0 | 0 | 0 | 1 | Cond | 20 | 32.8084 | 1 | N | 0 |  | CIRC | ROAD | 0.7874 | Full | 0 | Other |  | 0.059055 | 0 | 25 | 0.013 | 0.2 | FIXED | 51.5975 | PI1500-6839 | 0 | 0 | 0 | 0 | 0 | 0 | 0 | 0 | 0 | 0 | 0 | [11 empty] | 54.2272
PI1202-257.1 |  |  | 0 | 0.059055 | 0 | 25 | 0.013 | 0 | 3.2283 | 15 | 180.245 | UNKN | Conduit | 15 | 1 |  | 0 | 107.6391 | 107.6391 | 0.0010764 | Estuary | 0 | FIXED | 17.93 | PI1202-77 | 0 | 0.24966 | SUBURBS | 0 | 0 | 0 | 1 | Cond | 20 | 32.8084 | 1 | N | 0 |  | CIRC | ROAD | 0.7874 | Full | 0 | Other |  | 0.059055 | 0 | 25 | 0.013 | 0.5 | FIXED | 18.38 | PI1202-257 | 0 | 0 | 0 | 0 | 0 | 0 | 0 | 0 | 0 | 0 | 0 | [11 empty] | 180.2443
PI1202-77.1 |  |  | 0 | 0.059055 | 0 | 25 | 0.013 | 0 | 3.2063 | 15 | 77.1529 | UNKN | Conduit | 15 | 1 |  | 0 | 107.6391 | 107.6391 | 0.0010764 | Estuary | 0 | FIXED | 17.74 | PI1200-902 | 0 | 0.24626 | SUBURBS | 0 | 0 | 0 | 1 | Cond | 20 | 32.8084 | 1 | N | 0 |  | CIRC | ROAD | 0.7874 | Full | 0 | Other |  | 0.059055 | 0 | 25 | 0.013 | 0.29 | FIXED | 17.93 | PI1202-77 | 0 | 0 | 0 | 0 | 0 | 0 | 0 | 0 | 0 | 0 | 0 | [11 empty] | 77.1527
PI1200-2006.1 |  |  | 0 | 0.059055 | 0 | 25 | 0.013 | 0 | 5.9092 | 15 | 62.9265 | UNKN | Conduit | 15 | 1 |  | 0 | 107.6391 | 107.6391 | 0.0010764 | Estuary | 0 | FIXED | 20.34 | PI1200-1943 | 0 | 0.8365 | SUBURBS | 0 | 0 | 0 | 1 | Cond | 20 | 32.8084 | 1 | N | 0 |  | CIRC | ROAD | 0.7874 | Full | 0 | Other |  | 0.059055 | 0 | 25 | 0.013 | 0.17 | FIXED | 20.8664 | PI1200-2006 | 0 | 0 | 0 | 0 | 0 | 0 | 0 | 0 | 0 | 0 | 0 | [11 empty] | 62.9261
PI1203-246.1 |  |  | 0 | 0.059055 | 0 | 25 | 0.013 | 0 | 3.3449 | 15 | 246.2551 | UNKN | Conduit | 15 | 1 |  | 0 | 107.6391 | 107.6391 | 0.0010764 | Estuary | 0 | FIXED | 20.34 | PI1200-1943 | 0 | 0.26801 | SUBURBS | 0 | 0 | 0 | 1 | Cond | 20 | 32.8084 | 1 | N | 0 |  | CIRC | ROAD | 0.7874 | Full | 0 | Other |  | 0.059055 | 0 | 25 | 0.013 | 0.5 | FIXED | 21 | PI1203-246 | 0 | 0 | 0 | 0 | 0 | 0 | 0 | 0 | 0 | 0 | 0 | [11 empty] | 246.2543
PI1102-290.1 |  |  | 0 | 0.059055 | 0 | 25 | 0.013 | 0 | 3.2284 | 15 | 152.1951 | UNKN | Conduit | 15 | 1 |  | 0 | 107.6391 | 107.6391 | 0.0010764 | Estuary | 0 | FIXED | 17.47 | PI1102-138 | 0 | 0.24968 | SUBURBS | 0 | 0 | 0 | 1 | Cond | 20 | 32.8084 | 1 | N | 0 |  | CIRC | ROAD | 0.7874 | Full | 0 | Other |  | 0.059055 | 0 | 25 | 0.013 | 0.5 | FIXED | 17.85 | PI1102-290 | 0 | 0 | 0 | 0 | 0 | 0 | 0 | 0 | 0 | 0 | 0 | [11 empty] | 152.1948
PI1800-268.1 |  |  | 0 | 0.059055 | 0 | 25 | 0.013 | 0 | 2.496 | 15 | 234.5185 | UNKN | Conduit | 15 | 1 |  | 0 | 107.6391 | 107.6391 | 0.0010764 | Estuary | 0 | FIXED | 20.24 | PI1800-33 | 0 | 0.14924 | SUBURBS | 0 | 0 | 0 | 1 | Cond | 20 | 32.8084 | 1 | N | 0 |  | CIRC | ROAD | 0.7874 | Full | 0 | Other |  | 0.059055 | 0 | 25 | 0.013 | 0.5 | FIXED | 20.59 | PI1800-268 | 0 | 0 | 0 | 0 | 0 | 0 | 0 | 0 | 0 | 0 | 0 | [11 empty] | 234.4675
PI1800-33.1 |  |  | 0 | 0.059055 | 0 | 25 | 0.013 | 0 | 13.4011 | 15 | 33.4717 | UNKN | Conduit | 15 | 1 |  | 0 | 107.6391 | 107.6391 | 0.0010764 | Estuary | 1 | FIXED | 18.8 | CC0200-434 | 0 | 4.3021 | SUBURBS | 0 | 0 | 0 | 1 | Cond | 20 | 32.8084 | 1 | N | 0 |  | CIRC | ROAD | 0.7874 | Full | 0 | Other |  | 0.059055 | 0 | 25 | 0.013 | 0.43 | FIXED | 20.24 | PI1800-33 | 0 | 0 | 0 | 0 | 0 | 0 | 0 | 0 | 0 | 0 | 0 | [11 empty] | 33.415
PI030302-691.1 |  |  | 0 | 0.059055 | 0 | 25 | 0.013 | 0 | 3.1114 | 15 | 323.4085 | UNKN | Conduit | 15 | 1 |  | 0 | 107.6391 | 107.6391 | 0.0010764 | Estuary | 0 | FIXED | 25.16 | PI030302-368 | 0 | 0.2319 | SUBURBS | 0 | 0 | 0 | 1 | Cond | 20 | 32.8084 | 1 | N | 0 |  | CIRC | ROAD | 0.7874 | Full | 0 | Other |  | 0.059055 | 0 | 25 | 0.013 | 0.75 | FIXED | 25.91 | PI030302-691 | 0 | 0 | 0 | 0 | 0 | 0 | 0 | 0 | 0 | 0 | 0 | [11 empty] | 323.4074
PI0307-204.1 |  |  | 0 | 0.059055 | 0 | 25 | 0.013 | 0 | 3.6228 | 15 | 203.5594 | UNKN | Conduit | 15 | 1 |  | 0 | 107.6391 | 107.6391 | 0.0010764 | Estuary | 0 | FIXED | 26.61 | PI0300-10914 | 0 | 0.3144 | SUBURBS | 0 | 0 | 0 | 1 | Cond | 20 | 32.8084 | 1 | N | 0 |  | CIRC | ROAD | 0.7874 | Full | 0 | Other |  | 0.059055 | 0 | 25 | 0.013 | 0.5 | FIXED | 27.25 | PI0307-204 | 0 | 0 | 0 | 0 | 0 | 0 | 0 | 0 | 0 | 0 | 0 | [11 empty] | 203.5583
PI0306-84.1 |  |  | 0 | 0.059055 | 0 | 25 | 0.013 | 0 | 4.0564 | 15 | 83.7189 | UNKN | Conduit | 15 | 1 |  | 0 | 107.6391 | 107.6391 | 0.0010764 | Estuary | 0 | FIXED | 25.25 | PI0300-10465 | 0 | 0.39418 | SUBURBS | 0 | 0 | 0 | 1 | Cond | 20 | 32.8084 | 1 | N | 0 |  | CIRC | ROAD | 0.7874 | Full | 0 | Other |  | 0.059055 | 0 | 25 | 0.013 | 0.17 | FIXED | 25.58 | PI0306-84 | 0 | 0 | 0 | 0 | 0 | 0 | 0 | 0 | 0 | 0 | 0 | [11 empty] | 83.7191
PI0306-495.1 |  |  | 0 | 0.059055 | 0 | 25 | 0.013 | 0 | 2.5082 | 15 | 411.4092 | UNKN | Conduit | 15 | 1 |  | 0 | 107.6391 | 107.6391 | 0.0010764 | Estuary | 0 | FIXED | 25.58 | PI0306-84 | 0 | 0.1507 | SUBURBS | 0 | 0 | 0 | 1 | Cond | 20 | 32.8084 | 1 | N | 0 |  | CIRC | ROAD | 0.7874 | Full | 0 | Other |  | 0.059055 | 0 | 25 | 0.013 | 0.5 | FIXED | 26.2 | PI0306-495 | 0 | 0 | 0 | 0 | 0 | 0 | 0 | 0 | 0 | 0 | 0 | [11 empty] | 411.408
PI1201-1141.1 |  |  | 0 | 0.059055 | 0 | 25 | 0.013 | 0 | 3.2236 | 15 | 208.2128 | UNKN | Conduit | 15 | 1 |  | 0 | 107.6391 | 107.6391 | 0.0010764 | Estuary | 0 | FIXED | 22.3747 | PI1201-933 | 0 | 0.24893 | SUBURBS | 0 | 0 | 0 | 1 | Cond | 20 | 32.8084 | 1 | N | 0 |  | CIRC | ROAD | 0.7874 | Full | 0 | Other |  | 0.059055 | 0 | 25 | 0.013 | 0.17 | FIXED | 22.893 | PI1201-1141 | 0 | 0 | 0 | 0 | 0 | 0 | 0 | 0 | 0 | 0 | 0 | [11 empty] | 208.212
PI1201-888.1 |  |  | 0 | 0.059055 | 0 | 25 | 0.013 | 0 | 3.2236 | 15 | 204.9081 | UNKN | Conduit | 15 | 1 |  | 0 | 107.6391 | 107.6391 | 0.0010764 | Estuary | 0 | FIXED | 21.755 | PI1201-684 | 0 | 0.24893 | SUBURBS | 0 | 0 | 0 | 1 | Cond | 20 | 32.8084 | 1 | N | 0 |  | CIRC | ROAD | 0.7874 | Full | 0 | Other |  | 0.059055 | 0 | 25 | 0.013 | 0.25 | FIXED | 22.265 | PI1201-888 | 0 | 0 | 0 | 0 | 0 | 0 | 0 | 0 | 0 | 0 | 0 | [11 empty] | 204.907
PI1201-684.1 |  |  | 0 | 0.059055 | 0 | 25 | 0.013 | 0 | 3.2236 | 15 | 176.74 | UNKN | Conduit | 15 | 1 |  | 0 | 107.6391 | 107.6391 | 0.0010764 | Estuary | 0 | FIXED | 21.315 | PI1201-507 | 0 | 0.24893 | SUBURBS | 0 | 0 | 0 | 1 | Cond | 20 | 32.8084 | 1 | N | 0 |  | CIRC | ROAD | 0.7874 | Full | 0 | Other |  | 0.059055 | 0 | 25 | 0.013 | 0.25 | FIXED | 21.755 | PI1201-684 | 0 | 0 | 0 | 0 | 0 | 0 | 0 | 0 | 0 | 0 | 0 | [11 empty] | 176.7396
PI6605-1086.1 |  |  | 0 | 0.059055 | 0 | 25 | 0.013 | 0 | 5.6149 | 15 | 315.1342 | UNKN | Conduit | 15 | 1 |  | 0 | 107.6391 | 107.6391 | 0.0010764 | Estuary | 0 | FIXED | 13.26 | PI6605-771 | 0 | 0.75523 | SUBURBS | 0 | 0 | 0 | 1 | Cond | 20 | 32.8084 | 1 | N | 0 |  | CIRC | ROAD | 0.7874 | Full | 0 | Other |  | 0.059055 | 0 | 25 | 0.013 | 0.25 | FIXED | 15.64 | PI6605-1086 | 0 | 0 | 0 | 0 | 0 | 0 | 0 | 0 | 0 | 0 | 0 | [11 empty] | 315.0804
PI1000-2345.1 |  |  | 0 | 0.059055 | 0 | 25 | 0.013 | 0 | 3.5158 | 15 | 146.9778 | UNKN | Conduit | 15 | 1 |  | 0 | 107.6391 | 107.6391 | 0.0010764 | Estuary | 0 | FIXED | 19.1763 | PI1000-2198 | 0 | 0.29611 | SUBURBS | 0 | 0 | 0 | 1 | Cond | 20 | 32.8084 | 1 | N | 0 |  | CIRC | ROAD | 0.7874 | Full | 0 | Other |  | 0.059055 | 0 | 25 | 0.013 | 0.18 | FIXED | 19.6115 | PI1000-2345 | 0 | 0 | 0 | 0 | 0 | 0 | 0 | 0 | 0 | 0 | 0 | [11 empty] | 146.9778
PI1000-1994.1 |  |  | 0 | 0.059055 | 0 | 25 | 0.013 | 0 | -12.5273 | 18 | 29.9861 | UNKN | Conduit | 18 | 1 |  | 0 | 107.6391 | 107.6391 | 0.0010764 | Estuary | 0 | FIXED | 19 | PI1000-1964 | 0 | -1.4218 | SUBURBS | 0 | 0 | 0 | 1 | Cond | 20 | 32.8084 | 1 | N | 0 |  | CIRC | ROAD | 0.7874 | Full | 0 | Other |  | 0.059055 | 0 | 25 | 0.013 | 0.17 | FIXED | 18.5737 | PI1000-1994 | 0 | 0 | 0 | 0 | 0 | 0 | 0 | 0 | 0 | 0 | 0 | [11 empty] | 29.9856
PI1000-2708.1 |  |  | 0 | 0.059055 | 0 | 25 | 0.013 | 0 | 3.5158 | 15 | 363.1329 | UNKN | Conduit | 15 | 1 |  | 0 | 107.6391 | 107.6391 | 0.0010764 | Estuary | 0 | FIXED | 19.6115 | PI1000-2345 | 0 | 0.29611 | SUBURBS | 0 | 0 | 0 | 1 | Cond | 20 | 32.8084 | 1 | N | 0 |  | CIRC | ROAD | 0.7874 | Full | 0 | Other |  | 0.059055 | 0 | 25 | 0.013 | 0.25 | FIXED | 20.6868 | PI1000-2708 | 0 | 0 | 0 | 0 | 0 | 0 | 0 | 0 | 0 | 0 | 0 | [11 empty] | 363.0321
PI1201-933.1 |  |  | 0 | 0.059055 | 0 | 25 | 0.013 | 0 | 3.2236 | 15 | 44.0665 | UNKN | Conduit | 15 | 1 |  | 0 | 107.6391 | 107.6391 | 0.0010764 | Estuary | 0 | FIXED | 22.265 | PI1201-888 | 0 | 0.24893 | SUBURBS | 0 | 0 | 0 | 1 | Cond | 20 | 32.8084 | 1 | N | 0 |  | CIRC | ROAD | 0.7874 | Full | 0 | Other |  | 0.059055 | 0 | 25 | 0.013 | 0.76 | FIXED | 22.3747 | PI1201-933 | 0 | 0 | 0 | 0 | 0 | 0 | 0 | 0 | 0 | 0 | 0 | [11 empty] | 44.067
PI1104-32.1 |  |  | 0 | 0.059055 | 0 | 25 | 0.013 | 0 | 3.2482 | 15 | 31.6512 | UNKN | Conduit | 15 | 1 |  | 0 | 107.6391 | 107.6391 | 0.0010764 | Estuary | 0 | FIXED | 22.52 | PI1100-1318 | 0 | 0.25276 | SUBURBS | 0 | 0 | 0 | 1 | Cond | 20 | 32.8084 | 1 | N | 0 |  | CIRC | ROAD | 0.7874 | Full | 0 | Other |  | 0.059055 | 0 | 25 | 0.013 | 0.5 | FIXED | 22.6 | PI1104-32 | 0 | 0 | 0 | 0 | 0 | 0 | 0 | 0 | 0 | 0 | 0 | [11 empty] | 31.651
PI1105-1142.1 |  |  | 0 | 0.059055 | 0 | 25 | 0.013 | 0 | 3.2024 | 15 | 109.9033 | UNKN | Conduit | 15 | 1 |  | 0 | 107.6391 | 107.6391 | 0.0010764 | Estuary | 0 | FIXED | 24.48 | PI1105-1032 | 0 | 0.24567 | SUBURBS | 0 | 0 | 0 | 1 | Cond | 20 | 32.8084 | 1 | N | 0 |  | CIRC | ROAD | 0.7874 | Full | 0 | Other |  | 0.059055 | 0 | 25 | 0.013 | 0.5 | FIXED | 24.75 | PI1105-1142 | 0 | 0 | 0 | 0 | 0 | 0 | 0 | 0 | 0 | 0 | 0 | [11 empty] | 109.8972
PI110502-88.1 |  |  | 0 | 0.059055 | 0 | 25 | 0.013 | 0 | 3.233 | 15 | 87.8657 | UNKN | Conduit | 15 | 1 |  | 0 | 107.6391 | 107.6391 | 0.0010764 | Estuary | 0 | FIXED | 24.48 | PI1105-1032 | 0 | 0.25038 | SUBURBS | 0 | 0 | 0 | 1 | Cond | 20 | 32.8084 | 1 | N | 0 |  | CIRC | ROAD | 0.7874 | Full | 0 | Other |  | 0.059055 | 0 | 25 | 0.013 | 0.5 | FIXED | 24.7 | PI110502-88 | 0 | 0 | 0 | 0 | 0 | 0 | 0 | 0 | 0 | 0 | 0 | [11 empty] | 87.865
PI110501-25.1 |  |  | 0 | 0.059055 | 0 | 25 | 0.013 | 0 | 3.1806 | 15 | 24.7581 | UNKN | Conduit | 15 | 1 |  | 0 | 107.6391 | 107.6391 | 0.0010764 | Estuary | 0 | FIXED | 23.85 | PI1105-714 | 0 | 0.24234 | SUBURBS | 0 | 0 | 0 | 1 | Cond | 20 | 32.8084 | 1 | N | 0 |  | CIRC | ROAD | 0.7874 | Full | 0 | Other |  | 0.059055 | 0 | 25 | 0.013 | 0.83 | FIXED | 23.91 | PI110501-25 | 0 | 0 | 0 | 0 | 0 | 0 | 0 | 0 | 0 | 0 | 0 | [11 empty] | 24.7573
PI2200-110.1 |  |  | 0 | 0.059055 | 0 | 25 | 0.013 | 0 | 9.0928 | 24 | 110.1226 | UNKN | Conduit | 24 | 1 |  | 0 | 107.6391 | 107.6391 | 0.0010764 | Estuary | 1 | FIXED | 28.6 | CC0200-1924 | 0 | 0.16151 | SUBURBS | 0 | 0 | 0 | 1 | Cond | 20 | 32.8084 | 1 | N | 0 |  | CIRC | ROAD | 0.7874 | Full | 0 | Other |  | 0.059055 | 0 | 25 | 0.013 | 0.62 | FIXED | 28.7779 | PI2200-110 | 0 | 0 | 0 | 0 | 0 | 0 | 0 | 0 | 0 | 0 | 0 | [11 empty] | 110.1225
PI2200-176.1 |  |  | 0 | 0.059055 | 0 | 25 | 0.013 | 0 | 2.5966 | 15 | 37.6203 | UNKN | Conduit | 15 | 1 |  | 0 | 107.6391 | 107.6391 | 0.0010764 | Estuary | 0 | FIXED | 28.8232 | PI2200-138 | 0 | 0.16151 | SUBURBS | 0 | 0 | 0 | 1 | Cond | 20 | 32.8084 | 1 | N | 0 |  | CIRC | ROAD | 0.7874 | Full | 0 | Other |  | 0.059055 | 0 | 25 | 0.013 | 0.74 | FIXED | 28.884 | PI2200-176 | 0 | 0 | 0 | 0 | 0 | 0 | 0 | 0 | 0 | 0 | 0 | [11 empty] | 37.6206
PI2200-138.1 |  |  | 0 | 0.059055 | 0 | 25 | 0.013 | 0 | 2.5966 | 15 | 28.0741 | UNKN | Conduit | 15 | 1 |  | 0 | 107.6391 | 107.6391 | 0.0010764 | Estuary | 0 | FIXED | 28.7779 | PI2200-110 | 0 | 0.16151 | SUBURBS | 0 | 0 | 0 | 1 | Cond | 20 | 32.8084 | 1 | N | 0 |  | CIRC | ROAD | 0.7874 | Full | 0 | Other |  | 0.059055 | 0 | 25 | 0.013 | 0.33 | FIXED | 28.8232 | PI2200-138 | 0 | 0 | 0 | 0 | 0 | 0 | 0 | 0 | 0 | 0 | 0 | [11 empty] | 28.0735
PI0305-298.1 |  |  | 0 | 0.059055 | 0 | 25 | 0.013 | 0 | 2.9934 | 15 | 298.1609 | UNKN | Conduit | 15 | 1 |  | 0 | 107.6391 | 107.6391 | 0.0010764 | Estuary | 0 | FIXED | 23.35 | PI0300-10339 | 0 | 0.21465 | SUBURBS | 0 | 0 | 0 | 1 | Cond | 20 | 32.8084 | 1 | N | 0 |  | CIRC | ROAD | 0.7874 | Full | 0 | Other |  | 0.059055 | 0 | 25 | 0.013 | 0.5 | FIXED | 23.99 | PI0305-298 | 0 | 0 | 0 | 0 | 0 | 0 | 0 | 0 | 0 | 0 | 0 | [11 empty] | 298.1599
PI8101-44.1 |  |  | 0 | 0.059055 | 0 | 25 | 0.013 | 0 | 2.6809 | 15 | 44.304 | UNKN | Conduit | 15 | 1 |  | 0 | 107.6391 | 107.6391 | 0.0010764 | Estuary | 0 | FIXED | 46.7824 | PI8100-880 | 0 | 0.17218 | SUBURBS | 0 | 0 | 0 | 1 | Cond | 20 | 32.8084 | 1 | N | 0 |  | CIRC | ROAD | 0.7874 | Full | 0 | Other |  | 0.059055 | 0 | 25 | 0.013 | 0.17 | FIXED | 46.8587 | PI8101-44 | 0 | 0 | 0 | 0 | 0 | 0 | 0 | 0 | 0 | 0 | 0 | [11 empty] | 44.3036
PI9401-322.1 |  |  | 0 | 0.059055 | 0 | 25 | 0.013 | 0 | 3.3491 | 15 | 279.0183 | UNKN | Conduit | 15 | 1 |  | 0 | 107.6391 | 107.6391 | 0.0010764 | Estuary | 0 | FIXED | 81.376 | PI9401-43 | 0 | 0.2687 | SUBURBS | 0 | 0 | 0 | 1 | Cond | 20 | 32.8084 | 1 | N | 0 |  | CIRC | ROAD | 0.7874 | Full | 0 | Other |  | 0.059055 | 0 | 25 | 0.013 | 0.17 | FIXED | 82.1258 | PI9401-322 | 0 | 0 | 0 | 0 | 0 | 0 | 0 | 0 | 0 | 0 | 0 | [11 empty] | 279.0184
PI9401-647.1 |  |  | 0 | 0.059055 | 0 | 25 | 0.013 | 0 | 3.3491 | 15 | 325.3635 | UNKN | Conduit | 15 | 1 |  | 0 | 107.6391 | 107.6391 | 0.0010764 | Estuary | 0 | FIXED | 82.1258 | PI9401-322 | 0 | 0.2687 | SUBURBS | 0 | 0 | 0 | 1 | Cond | 20 | 32.8084 | 1 | N | 0 |  | CIRC | ROAD | 0.7874 | Full | 0 | Other |  | 0.059055 | 0 | 25 | 0.013 | 0.5 | FIXED | 83 | PI9401-647 | 0 | 0 | 0 | 0 | 0 | 0 | 0 | 0 | 0 | 0 | 0 | [11 empty] | 325.3627
PI9400-3124.1 |  |  | 0 | 0.059055 | 0 | 25 | 0.013 | 0 | 2.9038 | 15 | 263.0002 | UNKN | Conduit | 15 | 1 |  | 0 | 107.6391 | 107.6391 | 0.0010764 | Estuary | 0 | FIXED | 82.4688 | PI9400-2861 | 0 | 0.20199 | SUBURBS | 0 | 0 | 0 | 1 | Cond | 20 | 32.8084 | 1 | N | 0 |  | CIRC | ROAD | 0.7874 | Full | 0 | Other |  | 0.059055 | 0 | 25 | 0.013 | 0.5 | FIXED | 83 | PI9400-3124 | 0 | 0 | 0 | 0 | 0 | 0 | 0 | 0 | 0 | 0 | 0 | [11 empty] | 263.0003
PI9400-2861.1 |  |  | 0 | 0.059055 | 0 | 25 | 0.013 | 0 | 2.9038 | 15 | 304.4126 | UNKN | Conduit | 15 | 1 |  | 0 | 107.6391 | 107.6391 | 0.0010764 | Estuary | 0 | FIXED | 81.8539 | PI9400-2557 | 0 | 0.20199 | SUBURBS | 0 | 0 | 0 | 1 | Cond | 20 | 32.8084 | 1 | N | 0 |  | CIRC | ROAD | 0.7874 | Full | 0 | Other |  | 0.059055 | 0 | 25 | 0.013 | 0.75 | FIXED | 82.4688 | PI9400-2861 | 0 | 0 | 0 | 0 | 0 | 0 | 0 | 0 | 0 | 0 | 0 | [11 empty] | 304.4127
PI150101-1656.1 |  |  | 0 | 0.059055 | 0 | 25 | 0.013 | 0 | 3.8301 | 16 | 289.0542 | UNKN | Conduit | 16 | 1 |  | 0 | 107.6391 | 107.6391 | 0.0010764 | Estuary | 0 | FIXED | 37.39 | PI150101-1367 | 0 | 0.24909 | SUBURBS | 0 | 0 | 0 | 1 | Cond | 20 | 32.8084 | 1 | N | 0 |  | CIRC | ROAD | 0.7874 | Full | 0 | Other |  | 0.059055 | 0 | 25 | 0.013 | 0.5 | FIXED | 38.11 | PI150101-1656 | 0 | 0 | 0 | 0 | 0 | 0 | 0 | 0 | 0 | 0 | 0 | [11 empty] | 289.0535
PI150101-1367.1 |  |  | 0 | 0.059055 | 0 | 25 | 0.013 | 0 | 3.3893 | 18 | 115.3038 | UNKN | Conduit | 18 | 1 |  | 0 | 107.6391 | 107.6391 | 0.0010764 | Estuary | 0 | FIXED | 37.27 | PI150101-1252 | 0 | 0.10407 | SUBURBS | 0 | 0 | 0 | 1 | Cond | 20 | 32.8084 | 1 | N | 0 |  | CIRC | ROAD | 0.7874 | Full | 0 | Other |  | 0.059055 | 0 | 25 | 0.013 | 0.5 | FIXED | 37.39 | PI150101-1367 | 0 | 0 | 0 | 0 | 0 | 0 | 0 | 0 | 0 | 0 | 0 | [11 empty] | 115.3042
PI3301-57.1 |  |  | 0 | 0.059055 | 0 | 25 | 0.013 | 0 | 3.8016 | 16 | 57.0522 | UNKN | Conduit | 16 | 1 |  | 0 | 107.6391 | 107.6391 | 0.0010764 | Estuary | 0 | FIXED | 54.57 | PI3300-1847 | 0 | 0.24539 | SUBURBS | 0 | 0 | 0 | 1 | Cond | 20 | 32.8084 | 1 | N | 0 |  | CIRC | ROAD | 0.7874 | Full | 0 | Other |  | 0.059055 | 0 | 25 | 0.013 | 0.28 | FIXED | 54.71 | PI3301-57 | 0 | 0 | 0 | 0 | 0 | 0 | 0 | 0 | 0 | 0 | 0 | [11 empty] | 57.0517
PI3301-263.1 |  |  | 0 | 0.059055 | 0 | 25 | 0.013 | 0 | 12.2984 | 16 | 205.9842 | UNKN | Conduit | 16 | 1 |  | 0 | 107.6391 | 107.6391 | 0.0010764 | Estuary | 0 | FIXED | 54.71 | PI3301-57 | 0 | 2.5682 | SUBURBS | 0 | 0 | 0 | 1 | Cond | 20 | 32.8084 | 1 | N | 0 |  | CIRC | ROAD | 0.7874 | Full | 0 | Other |  | 0.059055 | 0 | 25 | 0.013 | 0.5 | FIXED | 60 | PI3301-263 | 0 | 0 | 0 | 0 | 0 | 0 | 0 | 0 | 0 | 0 | 0 | [11 empty] | 205.9838
PI2300-1551.1 |  |  | 0 | 0.059055 | 0 | 25 | 0.013 | 0 | 5.7993 | 18 | 170.6575 | UNKN | Conduit | 18 | 1 |  | 0 | 107.6391 | 107.6391 | 0.0010764 | Estuary | 0 | FIXED | 28.77 | PI2300-1380 | 0 | 0.3047 | SUBURBS | 0 | 0 | 0 | 1 | Cond | 20 | 32.8084 | 1 | N | 0 |  | CIRC | ROAD | 0.7874 | Full | 0 | Other |  | 0.059055 | 0 | 25 | 0.013 | 0.5 | FIXED | 29.29 | PI2300-1551 | 0 | 0 | 0 | 0 | 0 | 0 | 0 | 0 | 0 | 0 | 0 | [11 empty] | 170.657
PI3700-1996.1 |  |  | 0 | 0.059055 | 0 | 25 | 0.013 | 0 | 5.2701 | 18 | 302.0384 | UNKN | Conduit | 18 | 1 |  | 0 | 107.6391 | 107.6391 | 0.0010764 | Estuary | 0 | FIXED | 61.41 | PI3700-1694 | 0 | 0.25162 | SUBURBS | 0 | 0 | 0 | 1 | Cond | 20 | 32.8084 | 1 | N | 0 |  | CIRC | ROAD | 0.7874 | Full | 0 | Other |  | 0.059055 | 0 | 25 | 0.013 | 0.75 | FIXED | 62.17 | PI3700-1996 | 0 | 0 | 0 | 0 | 0 | 0 | 0 | 0 | 0 | 0 | 0 | [11 empty] | 302.0374
PI3700-1694.1 |  |  | 0 | 0.059055 | 0 | 25 | 0.013 | 0 | 1.6184 | 18 | 252.8567 | UNKN | Conduit | 18 | 1 |  | 0 | 107.6391 | 107.6391 | 0.0010764 | Estuary | 0 | FIXED | 61.35 | PI3700-1441 | 0 | 0.023729 | SUBURBS | 0 | 0 | 0 | 1 | Cond | 20 | 32.8084 | 1 | N | 0 |  | CIRC | ROAD | 0.7874 | Full | 0 | Other |  | 0.059055 | 0 | 25 | 0.013 | 0.17 | FIXED | 61.41 | PI3700-1694 | 0 | 0 | 0 | 0 | 0 | 0 | 0 | 0 | 0 | 0 | 0 | [11 empty] | 252.8565
PI3701-249.1 |  |  | 0 | 0.059055 | 0 | 25 | 0.013 | 0 | 2.3998 | 18 | 249.1516 | UNKN | Conduit | 18 | 1 |  | 0 | 107.6391 | 107.6391 | 0.0010764 | Estuary | 0 | FIXED | 61.35 | PI3700-1441 | 0 | 0.052177 | SUBURBS | 0 | 0 | 0 | 1 | Cond | 20 | 32.8084 | 1 | N | 0 |  | CIRC | ROAD | 0.7874 | Full | 0 | Other |  | 0.059055 | 0 | 25 | 0.013 | 0.77 | FIXED | 61.48 | PI3701-249 | 0 | 0 | 0 | 0 | 0 | 0 | 0 | 0 | 0 | 0 | 0 | [11 empty] | 249.1512
PI3700-2252.1 |  |  | 0 | 0.059055 | 0 | 25 | 0.013 | 0 | 5.2532 | 18 | 255.9787 | UNKN | Conduit | 18 | 1 |  | 0 | 107.6391 | 107.6391 | 0.0010764 | Estuary | 0 | FIXED | 62.17 | PI3700-1996 | 0 | 0.25002 | SUBURBS | 0 | 0 | 0 | 1 | Cond | 20 | 32.8084 | 1 | N | 0 |  | CIRC | ROAD | 0.7874 | Full | 0 | Other |  | 0.059055 | 0 | 25 | 0.013 | 0.75 | FIXED | 62.81 | PI3700-2252 | 0 | 0 | 0 | 0 | 0 | 0 | 0 | 0 | 0 | 0 | 0 | [11 empty] | 255.9782
PI4201-570.1 |  |  | 0 | 0.059055 | 0 | 25 | 0.013 | 0 | 16.5602 | 18 | 298.9529 | UNKN | Conduit | 18 | 1 |  | 0 | 107.6391 | 107.6391 | 0.0010764 | Estuary | 0 | FIXED | 81.5722 | PI4201-271 | 0 | 2.4846 | SUBURBS | 0 | 0 | 0 | 1 | Cond | 20 | 32.8084 | 1 | N | 0 |  | CIRC | ROAD | 0.7874 | Full | 0 | Other |  | 0.059055 | 0 | 25 | 0.013 | 0.5 | FIXED | 89 | PI4201-570 | 0 | 0 | 0 | 0 | 0 | 0 | 0 | 0 | 0 | 0 | 0 | [11 empty] | 298.9523
PI4204-1885.1 |  |  | 0 | 0.059055 | 0 | 25 | 0.013 | 0 | 5.3279 | 18 | 46.661 | UNKN | Conduit | 18 | 1 |  | 0 | 107.6391 | 107.6391 | 0.0010764 | Estuary | 0 | FIXED | 76.89 | PI4204-1838 | 0 | 0.25717 | SUBURBS | 0 | 0 | 0 | 1 | Cond | 20 | 32.8084 | 1 | N | 0 |  | CIRC | ROAD | 0.7874 | Full | 0 | Other |  | 0.059055 | 0 | 25 | 0.013 | 0.5 | FIXED | 77.01 | PI4204-1885 | 0 | 0 | 0 | 0 | 0 | 0 | 0 | 0 | 0 | 0 | 0 | [11 empty] | 46.66
PI4203-1439.1 |  |  | 0 | 0.059055 | 0 | 25 | 0.013 | 0 | 4.8664 | 18 | 247.0257 | UNKN | Conduit | 18 | 1 |  | 0 | 107.6391 | 107.6391 | 0.0010764 | Estuary | 0 | FIXED | 75.84 | PI4203-1192 | 0 | 0.21455 | SUBURBS | 0 | 0 | 0 | 1 | Cond | 20 | 32.8084 | 1 | N | 0 |  | CIRC | ROAD | 0.7874 | Full | 0 | Other |  | 0.059055 | 0 | 25 | 0.013 | 0.5 | FIXED | 76.37 | PI4203-1439 | 0 | 0 | 0 | 0 | 0 | 0 | 0 | 0 | 0 | 0 | 0 | [11 empty] | 247.0252
PI4203-1149.1 |  |  | 0 | 0.059055 | 0 | 25 | 0.013 | 0 | 3.7946 | 18 | 30.6627 | UNKN | Conduit | 18 | 1 |  | 0 | 107.6391 | 107.6391 | 0.0010764 | Estuary | 0 | FIXED | 75.75 | PI4203-1119 | 0 | 0.13045 | SUBURBS | 0 | 0 | 0 | 1 | Cond | 20 | 32.8084 | 1 | N | 0 |  | CIRC | ROAD | 0.7874 | Full | 0 | Other |  | 0.059055 | 0 | 25 | 0.013 | 0.31 | FIXED | 75.79 | PI4203-1149 | 0 | 0 | 0 | 0 | 0 | 0 | 0 | 0 | 0 | 0 | 0 | [11 empty] | 30.6627
PI4203-1192.1 |  |  | 0 | 0.059055 | 0 | 25 | 0.013 | 0 | 3.5995 | 18 | 42.5954 | UNKN | Conduit | 18 | 1 |  | 0 | 107.6391 | 107.6391 | 0.0010764 | Estuary | 0 | FIXED | 75.79 | PI4203-1149 | 0 | 0.11738 | SUBURBS | 0 | 0 | 0 | 1 | Cond | 20 | 32.8084 | 1 | N | 0 |  | CIRC | ROAD | 0.7874 | Full | 0 | Other |  | 0.059055 | 0 | 25 | 0.013 | 0.56 | FIXED | 75.84 | PI4203-1192 | 0 | 0 | 0 | 0 | 0 | 0 | 0 | 0 | 0 | 0 | 0 | [11 empty] | 42.5953
PI4203-1119.1 |  |  | 0 | 0.059055 | 0 | 25 | 0.013 | 0 | 3.2805 | 18 | 256.4164 | UNKN | Conduit | 18 | 1 |  | 0 | 107.6391 | 107.6391 | 0.0010764 | Estuary | 0 | FIXED | 75.5 | PI4203-862 | 0 | 0.097498 | SUBURBS | 0 | 0 | 0 | 1 | Cond | 20 | 32.8084 | 1 | N | 0 |  | CIRC | ROAD | 0.7874 | Full | 0 | Other |  | 0.059055 | 0 | 25 | 0.013 | 0.17 | FIXED | 75.75 | PI4203-1119 | 0 | 0 | 0 | 0 | 0 | 0 | 0 | 0 | 0 | 0 | 0 | [11 empty] | 256.397
PI7819-162.1 |  |  | 0 | 0.059055 | 0 | 25 | 0.013 | 0 | 6.9207 | 18 | 162.0902 | UNKN | Conduit | 18 | 1 |  | 0 | 107.6391 | 107.6391 | 0.0010764 | Estuary | 0 | FIXED | 45.3677 | PI7800-9364 | 0 | 0.43393 | SUBURBS | 0 | 0 | 0 | 1 | Cond | 20 | 32.8084 | 1 | N | 0 |  | CIRC | ROAD | 0.7874 | Full | 0 | Other |  | 0.059055 | 0 | 25 | 0.013 | 0.17 | FIXED | 46.0711 | PI7819-162 | 0 | 0 | 0 | 0 | 0 | 0 | 0 | 0 | 0 | 0 | 0 | [11 empty] | 162.0906
PI3300-2917.1 |  |  | 0 | 0.059055 | 0 | 25 | 0.013 | 0 | 10.6855 | 18 | 376.5045 | UNKN | Conduit | 18 | 1 |  | 0 | 107.6391 | 107.6391 | 0.0010764 | Estuary | 0 | FIXED | 56.3052 | PI3300-2541 | 0 | 1.0345 | SUBURBS | 0 | 0 | 0 | 1 | Cond | 20 | 32.8084 | 1 | N | 0 |  | CIRC | ROAD | 0.7874 | Full | 0 | Other |  | 0.059055 | 0 | 25 | 0.013 | 0.5 | FIXED | 60.2 | PI3300-2917 | 0 | 0 | 0 | 0 | 0 | 0 | 0 | 0 | 0 | 0 | 0 | [11 empty] | 376.4781
PI1505-659.1 |  |  | 0 | 0.059055 | 0 | 25 | 0.013 | 0 | 5.9445 | 18 | 299.2787 | UNKN | Conduit | 18 | 1 |  | 0 | 107.6391 | 107.6391 | 0.0010764 | Estuary | 0 | FIXED | 54.0419 | PI1505-360 | 0 | 0.32015 | SUBURBS | 0 | 0 | 0 | 1 | Cond | 20 | 32.8084 | 1 | N | 0 |  | CIRC | ROAD | 0.7874 | Full | 0 | Other |  | 0.059055 | 0 | 25 | 0.013 | 0.5 | FIXED | 55 | PI1505-659 | 0 | 0 | 0 | 0 | 0 | 0 | 0 | 0 | 0 | 0 | 0 | [11 empty] | 299.2096
PI1505-360.1 |  |  | 0 | 0.059055 | 0 | 25 | 0.013 | 0 | 5.9445 | 18 | 359.7877 | UNKN | Conduit | 18 | 1 |  | 0 | 107.6391 | 107.6391 | 0.0010764 | Estuary | 0 | FIXED | 52.89 | PI1500-5731 | 0 | 0.32015 | SUBURBS | 0 | 0 | 0 | 1 | Cond | 20 | 32.8084 | 1 | N | 0 |  | CIRC | ROAD | 0.7874 | Full | 0 | Other |  | 0.059055 | 0 | 25 | 0.013 | 0.17 | FIXED | 54.0419 | PI1505-360 | 0 | 0 | 0 | 0 | 0 | 0 | 0 | 0 | 0 | 0 | 0 | [11 empty] | 359.7331
PI781901-258.1 |  |  | 0 | 0.059055 | 0 | 25 | 0.013 | 0 | 7.1705 | 18 | 257.6065 | UNKN | Conduit | 18 | 1 |  | 0 | 107.6391 | 107.6391 | 0.0010764 | Estuary | 0 | FIXED | 48.8 | PI7819-808 | 0 | 0.46583 | SUBURBS | 0 | 0 | 0 | 1 | Cond | 20 | 32.8084 | 1 | N | 0 |  | CIRC | ROAD | 0.7874 | Full | 0 | Other |  | 0.059055 | 0 | 25 | 0.013 | 0.17 | FIXED | 50 | PI781901-258 | 0 | 0 | 0 | 0 | 0 | 0 | 0 | 0 | 0 | 0 | 0 | [11 empty] | 257.6063
PI7800-9775.1 |  |  | 0 | 0.059055 | 0 | 25 | 0.013 | 0 | 5.5996 | 18 | 63.9098 | UNKN | Conduit | 18 | 1 |  | 0 | 107.6391 | 107.6391 | 0.0010764 | Estuary | 0 | FIXED | 46.3549 | PI7800-9711 | 0 | 0.28408 | SUBURBS | 0 | 0 | 0 | 1 | Cond | 20 | 32.8084 | 1 | N | 0 |  | CIRC | ROAD | 0.7874 | Full | 0 | Other |  | 0.059055 | 0 | 25 | 0.013 | 0.25 | FIXED | 46.5364 | PI7800-9775 | 0 | 0 | 0 | 0 | 0 | 0 | 0 | 0 | 0 | 0 | 0 | [11 empty] | 63.9098
PI7800-9711.1 |  |  | 0 | 0.059055 | 0 | 25 | 0.013 | 0 | 5.5996 | 18 | 159.6935 | UNKN | Conduit | 18 | 1 |  | 0 | 107.6391 | 107.6391 | 0.0010764 | Estuary | 0 | FIXED | 45.9012 | PI7800-9552 | 0 | 0.28408 | SUBURBS | 0 | 0 | 0 | 1 | Cond | 20 | 32.8084 | 1 | N | 0 |  | CIRC | ROAD | 0.7874 | Full | 0 | Other |  | 0.059055 | 0 | 25 | 0.013 | 0.17 | FIXED | 46.3549 | PI7800-9711 | 0 | 0 | 0 | 0 | 0 | 0 | 0 | 0 | 0 | 0 | 0 | [11 empty] | 159.6935
PI7800-9552.1 |  |  | 0 | 0.059055 | 0 | 25 | 0.013 | 0 | 5.5996 | 18 | 187.8084 | UNKN | Conduit | 18 | 1 |  | 0 | 107.6391 | 107.6391 | 0.0010764 | Estuary | 0 | FIXED | 45.3677 | PI7800-9364 | 0 | 0.28408 | SUBURBS | 0 | 0 | 0 | 1 | Cond | 20 | 32.8084 | 1 | N | 0 |  | CIRC | ROAD | 0.7874 | Full | 0 | Other |  | 0.059055 | 0 | 25 | 0.013 | 0.17 | FIXED | 45.9012 | PI7800-9552 | 0 | 0 | 0 | 0 | 0 | 0 | 0 | 0 | 0 | 0 | 0 | [11 empty] | 187.8073
PI0800-15367.1 |  |  | 0 | 0.059055 | 0 | 25 | 0.013 | 0 | 10.8654 | 18 | 247.9562 | UNKN | Conduit | 18 | 1 |  | 0 | 107.6391 | 107.6391 | 0.0010764 | Estuary | 0 | FIXED | 33.004 | PI0800-15119 | 0 | 1.0696 | SUBURBS | 0 | 0 | 0 | 1 | Cond | 20 | 32.8084 | 1 | N | 0 |  | CIRC | ROAD | 0.7874 | Full | 0 | Other |  | 0.059055 | 0 | 25 | 0.013 | 0.36 | FIXED | 35.6561 | PI0800-15367 | 0 | 0 | 0 | 0 | 0 | 0 | 0 | 0 | 0 | 0 | 0 | [11 empty] | 247.9554
PI1504-541.1 |  |  | 0 | 0.059055 | 0 | 25 | 0.013 | 0 | -5.097 | 18 | 586.3029 | UNKN | Conduit | 18 | 1 |  | 0 | 107.6391 | 107.6391 | 0.0010764 | Estuary | 0 | FIXED | 49.98 | PI1504-48 | 0 | -0.23537 | SUBURBS | 0 | 0 | 0 | 1 | Cond | 20 | 32.8084 | 1 | N | 0 |  | CIRC | ROAD | 0.7874 | Full | 0 | Other |  | 0.059055 | 0 | 25 | 0.013 | 0.33 | FIXED | 48.6 | PI1504-541 | 0 | 0 | 0 | 0 | 0 | 0 | 0 | 0 | 0 | 0 | 0 | [11 empty] | 493.1926
PI150401-249.1 |  |  | 0 | 0.059055 | 0 | 25 | 0.013 | 0 | 5.2461 | 18 | 248.6565 | UNKN | Conduit | 18 | 1 |  | 0 | 107.6391 | 107.6391 | 0.0010764 | Estuary | 0 | FIXED | 48.6 | PI1504-541 | 0 | 0.24934 | SUBURBS | 0 | 0 | 0 | 1 | Cond | 20 | 32.8084 | 1 | N | 0 |  | CIRC | ROAD | 0.7874 | Full | 0 | Other |  | 0.059055 | 0 | 25 | 0.013 | 0.18 | FIXED | 49.22 | PI150401-249 | 0 | 0 | 0 | 0 | 0 | 0 | 0 | 0 | 0 | 0 | 0 | [11 empty] | 248.6559
PI150101-1944.1 |  |  | 0 | 0.059055 | 0 | 25 | 0.013 | 0 | 2.6887 | 14 | 287.7619 | UNKN | Conduit | 14 | 1 |  | 0 | 107.6391 | 107.6391 | 0.0010764 | Estuary | 0 | FIXED | 38.11 | PI150101-1656 | 0 | 0.25021 | SUBURBS | 0 | 0 | 0 | 1 | Cond | 20 | 32.8084 | 1 | N | 0 |  | CIRC | ROAD | 0.7874 | Full | 0 | Other |  | 0.059055 | 0 | 25 | 0.013 | 0.25 | FIXED | 38.83 | PI150101-1944 | 0 | 0 | 0 | 0 | 0 | 0 | 0 | 0 | 0 | 0 | 0 | [11 empty] | 287.7615
PI7819-808.1 |  |  | 0 | 0.059055 | 0 | 25 | 0.013 | 0 | 6.9207 | 18 | 646.0537 | UNKN | Conduit | 18 | 1 |  | 0 | 107.6391 | 107.6391 | 0.0010764 | Estuary | 0 | FIXED | 46.0711 | PI7819-162 | 0 | 0.43393 | SUBURBS | 0 | 0 | 0 | 1 | Cond | 20 | 32.8084 | 1 | N | 0 |  | CIRC | ROAD | 0.7874 | Full | 0 | Other |  | 0.059055 | 0 | 25 | 0.013 | 0.17 | FIXED | 48.8745 | PI7819-808 | 0 | 0 | 0 | 0 | 0 | 0 | 0 | 0 | 0 | 0 | 0 | [11 empty] | 646.0523
PI8400-2854.1 |  |  | 0 | 0.059055 | 0 | 25 | 0.013 | 0 | 5.2504 | 18 | 591.6935 | UNKN | Conduit | 18 | 1 |  | 0 | 107.6391 | 107.6391 | 0.0010764 | Estuary | 0 | FIXED | 28.0122 | PI8500-1657 | 0 | 0.24975 | SUBURBS | 0 | 0 | 0 | 1 | Cond | 20 | 32.8084 | 1 | N | 0 |  | CIRC | ROAD | 0.7874 | Full | 0 | Other |  | 0.059055 | 0 | 25 | 0.013 | 0.25 | FIXED | 29.49 | PI8400-2854 | 0 | 0 | 0 | 0 | 0 | 0 | 0 | 0 | 0 | 0 | 0 | [11 empty] | 591.6918
PI3800-8203.1 |  |  | 0 | 0.059055 | 0 | 25 | 0.013 | 0 | 5.2563 | 18 | 271.6627 | UNKN | Conduit | 18 | 1 |  | 0 | 107.6391 | 107.6391 | 0.0010764 | Estuary | 0 | FIXED | 78.43 | PI3800-7932 | 0 | 0.25031 | SUBURBS | 0 | 0 | 0 | 1 | Cond | 20 | 32.8084 | 1 | N | 0 |  | CIRC | ROAD | 0.7874 | Full | 0 | Other |  | 0.059055 | 0 | 25 | 0.013 | 0.17 | FIXED | 79.11 | PI3800-8203 | 0 | 0 | 0 | 0 | 0 | 0 | 0 | 0 | 0 | 0 | 0 | [11 empty] | 271.6405
PI3800-8485.1 |  |  | 0 | 0.059055 | 0 | 25 | 0.013 | 0 | 5.2563 | 18 | 282.1993 | UNKN | Conduit | 18 | 1 |  | 0 | 107.6391 | 107.6391 | 0.0010764 | Estuary | 0 | FIXED | 79.11 | PI3800-8203 | 0 | 0.25031 | SUBURBS | 0 | 0 | 0 | 1 | Cond | 20 | 32.8084 | 1 | N | 0 |  | CIRC | ROAD | 0.7874 | Full | 0 | Other |  | 0.059055 | 0 | 25 | 0.013 | 0.74 | FIXED | 79.8164 | PI3800-8485 | 0 | 0 | 0 | 0 | 0 | 0 | 0 | 0 | 0 | 0 | 0 | [11 empty] | 282.1788
PI9005-592.1 |  |  | 0 | 0.059055 | 0 | 25 | 0.013 | 0 | 5.9155 | 18 | 90.2351 | UNKN | Conduit | 18 | 1 |  | 0 | 107.6391 | 107.6391 | 0.0010764 | Estuary | 0 | FIXED | 62.6139 | PI9005-501 | 0 | 0.31704 | SUBURBS | 0 | 0 | 0 | 1 | Cond | 20 | 32.8084 | 1 | N | 0 |  | CIRC | ROAD | 0.7874 | Full | 0 | Other |  | 0.059055 | 0 | 25 | 0.013 | 0.5 | FIXED | 62.9 | PI9005-592 | 0 | 0 | 0 | 0 | 0 | 0 | 0 | 0 | 0 | 0 | 0 | [11 empty] | 90.235
PI9005-501.1 |  |  | 0 | 0.059055 | 0 | 25 | 0.013 | 0 | 5.9155 | 18 | 110.4397 | UNKN | Conduit | 18 | 1 |  | 0 | 107.6391 | 107.6391 | 0.0010764 | Estuary | 0 | FIXED | 62.2638 | PI9005-391 | 0 | 0.31704 | SUBURBS | 0 | 0 | 0 | 1 | Cond | 20 | 32.8084 | 1 | N | 0 |  | CIRC | ROAD | 0.7874 | Full | 0 | Other |  | 0.059055 | 0 | 25 | 0.013 | 0.71 | FIXED | 62.6139 | PI9005-501 | 0 | 0 | 0 | 0 | 0 | 0 | 0 | 0 | 0 | 0 | 0 | [11 empty] | 110.4397
PI4600-391.1 |  |  | 0 | 0.059055 | 0 | 25 | 0.013 | 0 | 5.2614 | 18 | 390.7485 | UNKN | Conduit | 18 | 1 |  | 0 | 107.6391 | 107.6391 | 0.0010764 | Estuary | 0 | FIXED | 79.51 | CC0300-12540 | 0 | 0.2508 | SUBURBS | 0 | 0 | 0 | 1 | Cond | 20 | 32.8084 | 1 | N | 0 |  | CIRC | ROAD | 0.7874 | Full | 0 | Other |  | 0.059055 | 0 | 25 | 0.013 | 0.18 | FIXED | 80.49 | PI4600-391 | 0 | 0 | 0 | 0 | 0 | 0 | 0 | 0 | 0 | 0 | 0 | [11 empty] | 390.7126
PI4600-574.1 |  |  | 0 | 0.059055 | 0 | 25 | 0.013 | 0 | 5.26 | 18 | 79.6851 | UNKN | Conduit | 18 | 1 |  | 0 | 107.6391 | 107.6391 | 0.0010764 | Estuary | 0 | FIXED | 80.75 | PI4600-494 | 0 | 0.25067 | SUBURBS | 0 | 0 | 0 | 1 | Cond | 20 | 32.8084 | 1 | N | 0 |  | CIRC | ROAD | 0.7874 | Full | 0 | Other |  | 0.059055 | 0 | 25 | 0.013 | 0.27 | FIXED | 80.9497 | PI4600-574 | 0 | 0 | 0 | 0 | 0 | 0 | 0 | 0 | 0 | 0 | 0 | [11 empty] | 79.8041
PI4600-494.1 |  |  | 0 | 0.059055 | 0 | 25 | 0.013 | 0 | 5.26 | 18 | 103.7237 | UNKN | Conduit | 18 | 1 |  | 0 | 107.6391 | 107.6391 | 0.0010764 | Estuary | 0 | FIXED | 80.49 | PI4600-391 | 0 | 0.25067 | SUBURBS | 0 | 0 | 0 | 1 | Cond | 20 | 32.8084 | 1 | N | 0 |  | CIRC | ROAD | 0.7874 | Full | 0 | Other |  | 0.059055 | 0 | 25 | 0.013 | 0.18 | FIXED | 80.75 | PI4600-494 | 0 | 0 | 0 | 0 | 0 | 0 | 0 | 0 | 0 | 0 | 0 | [11 empty] | 103.7254
PI4300-4518.1 |  |  | 0 | 0.059055 | 0 | 25 | 0.013 | 0 | 8.762 | 18 | 107.8275 | UNKN | Conduit | 18 | 1 |  | 0 | 107.6391 | 107.6391 | 0.0010764 | Estuary | 0 | FIXED | 85.25 | PI4300-4410 | 0 | 0.69556 | SUBURBS | 0 | 0 | 0 | 1 | Cond | 20 | 32.8084 | 1 | N | 0 |  | CIRC | ROAD | 0.7874 | Full | 0 | Other |  | 0.059055 | 0 | 25 | 0.013 | 0.5 | FIXED | 86 | PI4300-4518 | 0 | 0 | 0 | 0 | 0 | 0 | 0 | 0 | 0 | 0 | 0 | [11 empty] | 107.827
PI430101-167.1 |  |  | 0 | 0.059055 | 0 | 25 | 0.013 | 0 | -3.6315 | 18 | 167.3917 | UNKN | Conduit | 18 | 1 |  | 0 | 107.6391 | 107.6391 | 0.0010764 | Estuary | 0 | FIXED | 75.59 | PI4301-285 | 0 | -0.11948 | SUBURBS | 0 | 0 | 0 | 1 | Cond | 20 | 32.8084 | 1 | N | 0 |  | CIRC | ROAD | 0.7874 | Full | 0 | Other |  | 0.059055 | 0 | 25 | 0.013 | 0.5 | FIXED | 75.39 | PI430101-167 | 0 | 0 | 0 | 0 | 0 | 0 | 0 | 0 | 0 | 0 | 0 | [11 empty] | 167.3913
PI4302-730.1 |  |  | 0 | 0.059055 | 0 | 25 | 0.013 | 0 | 6.9133 | 18 | 362.5793 | UNKN | Conduit | 18 | 1 |  | 0 | 107.6391 | 107.6391 | 0.0010764 | Estuary | 0 | FIXED | 83.54 | PI4302-367 | 0 | 0.43301 | SUBURBS | 0 | 0 | 0 | 1 | Cond | 20 | 32.8084 | 1 | N | 0 |  | CIRC | ROAD | 0.7874 | Full | 0 | Other |  | 0.059055 | 0 | 25 | 0.013 | 0.5 | FIXED | 85.11 | PI4302-730 | 0 | 0 | 0 | 0 | 0 | 0 | 0 | 0 | 0 | 0 | 0 | [11 empty] | 362.5782
PI4302-367.1 |  |  | 0 | 0.059055 | 0 | 25 | 0.013 | 0 | 8.8919 | 18 | 367.1538 | UNKN | Conduit | 18 | 1 |  | 0 | 107.6391 | 107.6391 | 0.0010764 | Estuary | 0 | FIXED | 80.91 | PI4300-2849 | 0 | 0.71632 | SUBURBS | 0 | 0 | 0 | 1 | Cond | 20 | 32.8084 | 1 | N | 0 |  | CIRC | ROAD | 0.7874 | Full | 0 | Other |  | 0.059055 | 0 | 25 | 0.013 | 0.17 | FIXED | 83.54 | PI4302-367 | 0 | 0 | 0 | 0 | 0 | 0 | 0 | 0 | 0 | 0 | 0 | [11 empty] | 367.1533
PI9005-391.1 |  |  | 0 | 0.059055 | 0 | 25 | 0.013 | 0 | 5.9155 | 18 | 390.9344 | UNKN | Conduit | 18 | 1 |  | 0 | 107.6391 | 107.6391 | 0.0010764 | Estuary | 0 | FIXED | 61.0244 | PI9000-7110 | 0 | 0.31704 | SUBURBS | 0 | 0 | 0 | 1 | Cond | 20 | 32.8084 | 1 | N | 0 |  | CIRC | ROAD | 0.7874 | Full | 0 | Other |  | 0.059055 | 0 | 25 | 0.013 | 0.23 | FIXED | 62.2638 | PI9005-391 | 0 | 0 | 0 | 0 | 0 | 0 | 0 | 0 | 0 | 0 | 0 | [11 empty] | 390.8441
PI080901-738.1 |  |  | 0 | 0.059055 | 0 | 25 | 0.013 | 0 | 5.2474 | 18 | 737.5913 | UNKN | Conduit | 18 | 1 |  | 0 | 107.6391 | 107.6391 | 0.0010764 | Estuary | 0 | FIXED | 22.77 | PI0809-784 | 0 | 0.24946 | SUBURBS | 0 | 0 | 0 | 1 | Cond | 20 | 32.8084 | 1 | N | 0 |  | CIRC | ROAD | 0.7874 | Full | 0 | Other |  | 0.059055 | 0 | 25 | 0.013 | 0.58 | FIXED | 24.61 | PI080901-738 | 0 | 0 | 0 | 0 | 0 | 0 | 0 | 0 | 0 | 0 | 0 | [11 empty] | 737.563
PI0809-1271.1 |  |  | 0 | 0.059055 | 0 | 25 | 0.013 | 0 | -13.023 | 18 | 119.7496 | UNKN | Conduit | 18 | 1 |  | 0 | 107.6391 | 107.6391 | 0.0010764 | Estuary | 0 | FIXED | 23.23 | PI0809-1151 | 0 | -1.5365 | SUBURBS | 0 | 0 | 0 | 1 | Cond | 20 | 32.8084 | 1 | N | 0 |  | CIRC | ROAD | 0.7874 | Full | 0 | Other |  | 0.059055 | 0 | 25 | 0.013 | 0.5 | FIXED | 21.39 | PI0809-1271 | 0 | 0 | 0 | 0 | 0 | 0 | 0 | 0 | 0 | 0 | 0 | [11 empty] | 119.7492
PI9603-429.1 |  |  | 0 | 0.059055 | 0 | 25 | 0.013 | 0 | 7.7449 | 18 | 428.7466 | UNKN | Conduit | 18 | 1 |  | 0 | 107.6391 | 107.6391 | 0.0010764 | Estuary | 0 | FIXED | 83.87 | PI9600-2816 | 0 | 0.54344 | SUBURBS | 0 | 0 | 0 | 1 | Cond | 20 | 32.8084 | 1 | N | 0 |  | CIRC | ROAD | 0.7874 | Full | 0 | Other |  | 0.059055 | 0 | 25 | 0.013 | 0.19 | FIXED | 86.2 | PI9603-429 | 0 | 0 | 0 | 0 | 0 | 0 | 0 | 0 | 0 | 0 | 0 | [11 empty] | 428.7058
PI9603-465.1 |  |  | 0 | 0.059055 | 0 | 25 | 0.013 | 0 | 13.8008 | 18 | 35.9304 | UNKN | Conduit | 18 | 1 |  | 0 | 107.6391 | 107.6391 | 0.0010764 | Estuary | 0 | FIXED | 86.2 | PI9603-429 | 0 | 1.7256 | SUBURBS | 0 | 0 | 0 | 1 | Cond | 20 | 32.8084 | 1 | N | 0 |  | CIRC | ROAD | 0.7874 | Full | 0 | Other |  | 0.059055 | 0 | 25 | 0.013 | 0.17 | FIXED | 86.82 | PI9603-465 | 0 | 0 | 0 | 0 | 0 | 0 | 0 | 0 | 0 | 0 | 0 | [11 empty] | 35.9305
PI9600-3853.1 |  |  | 0 | 0.059055 | 0 | 25 | 0.013 | 0 | 10.5357 | 18 | 238.6509 | UNKN | Conduit | 18 | 1 |  | 0 | 107.6391 | 107.6391 | 0.0010764 | Estuary | 0 | FIXED | 88.47 | PI9600-3614 | 0 | 1.0057 | SUBURBS | 0 | 0 | 0 | 1 | Cond | 20 | 32.8084 | 1 | N | 0 |  | CIRC | ROAD | 0.7874 | Full | 0 | Other |  | 0.059055 | 0 | 25 | 0.013 | 0.25 | FIXED | 90.87 | PI9600-3853 | 0 | 0 | 0 | 0 | 0 | 0 | 0 | 0 | 0 | 0 | 0 | [11 empty] | 238.6225
PI9600-3614.1 |  |  | 0 | 0.059055 | 0 | 25 | 0.013 | 0 | 8.711 | 18 | 228.3713 | UNKN | Conduit | 18 | 1 |  | 0 | 107.6391 | 107.6391 | 0.0010764 | Estuary | 0 | FIXED | 86.9 | PI9600-3386 | 0 | 0.68748 | SUBURBS | 0 | 0 | 0 | 1 | Cond | 20 | 32.8084 | 1 | N | 0 |  | CIRC | ROAD | 0.7874 | Full | 0 | Other |  | 0.059055 | 0 | 25 | 0.013 | 0.17 | FIXED | 88.47 | PI9600-3614 | 0 | 0 | 0 | 0 | 0 | 0 | 0 | 0 | 0 | 0 | 0 | [11 empty] | 228.3442
PI9600-3386.1 |  |  | 0 | 0.059055 | 0 | 25 | 0.013 | 0 | 10.0471 | 18 | 194.6339 | UNKN | Conduit | 18 | 1 |  | 0 | 107.6391 | 107.6391 | 0.0010764 | Estuary | 0 | FIXED | 85.12 | PI9600-3191 | 0 | 0.91454 | SUBURBS | 0 | 0 | 0 | 1 | Cond | 20 | 32.8084 | 1 | N | 0 |  | CIRC | ROAD | 0.7874 | Full | 0 | Other |  | 0.059055 | 0 | 25 | 0.013 | 0.17 | FIXED | 86.9 | PI9600-3386 | 0 | 0 | 0 | 0 | 0 | 0 | 0 | 0 | 0 | 0 | 0 | [11 empty] | 194.6111
PI9600-3191.1 |  |  | 0 | 0.059055 | 0 | 25 | 0.013 | 0 | 7.7925 | 18 | 109.0635 | UNKN | Conduit | 18 | 1 |  | 0 | 107.6391 | 107.6391 | 0.0010764 | Estuary | 0 | FIXED | 84.52 | PI9600-3082 | 0 | 0.55014 | SUBURBS | 0 | 0 | 0 | 1 | Cond | 20 | 32.8084 | 1 | N | 0 |  | CIRC | ROAD | 0.7874 | Full | 0 | Other |  | 0.059055 | 0 | 25 | 0.013 | 0.17 | FIXED | 85.12 | PI9600-3191 | 0 | 0 | 0 | 0 | 0 | 0 | 0 | 0 | 0 | 0 | 0 | [11 empty] | 109.0441
PI1100-2781.1 |  |  | 0 | 0.059055 | 0 | 25 | 0.013 | 0 | 5.2437 | 18 | 276.9814 | UNKN | Conduit | 18 | 1 |  | 0 | 107.6391 | 107.6391 | 0.0010764 | Estuary | 0 | FIXED | 27.69 | PI1100-2504 | 0 | 0.24911 | SUBURBS | 0 | 0 | 0 | 1 | Cond | 20 | 32.8084 | 1 | N | 0 |  | CIRC | ROAD | 0.7874 | Full | 0 | Other |  | 0.059055 | 0 | 25 | 0.013 | 0.17 | FIXED | 28.38 | PI1100-2781 | 0 | 0 | 0 | 0 | 0 | 0 | 0 | 0 | 0 | 0 | 0 | [11 empty] | 276.9803
PI1100-2504.1 |  |  | 0 | 0.059055 | 0 | 25 | 0.013 | 0 | 9.3928 | 18 | 496.6859 | UNKN | Conduit | 18 | 1 |  | 0 | 107.6391 | 107.6391 | 0.0010764 | Estuary | 0 | FIXED | 23.72 | PI1100-2008 | 0 | 0.7993 | SUBURBS | 0 | 0 | 0 | 1 | Cond | 20 | 32.8084 | 1 | N | 0 |  | CIRC | ROAD | 0.7874 | Full | 0 | Other |  | 0.059055 | 0 | 25 | 0.013 | 0.75 | FIXED | 27.69 | PI1100-2504 | 0 | 0 | 0 | 0 | 0 | 0 | 0 | 0 | 0 | 0 | 0 | [11 empty] | 496.6321
PI6605-65.1 |  |  | 0 | 0.059055 | 0 | 25 | 0.013 | 0 | 5.2147 | 18 | 64.9439 | UNKN | Conduit | 18 | 1 |  | 0 | 107.6391 | 107.6391 | 0.0010764 | Estuary | 0 | FIXED | 8.68 | PI6600-3895 | 0 | 0.24637 | SUBURBS | 0 | 0 | 0 | 1 | Cond | 20 | 32.8084 | 1 | N | 0 |  | CIRC | ROAD | 0.7874 | Full | 0 | Other |  | 0.059055 | 0 | 25 | 0.013 | 0.17 | FIXED | 8.84 | PI6605-65 | 0 | 0 | 0 | 0 | 0 | 0 | 0 | 0 | 0 | 0 | 0 | [11 empty] | 64.9445
PI1100-2824.1 |  |  | 0 | 0.059055 | 0 | 25 | 0.013 | 0 | 5.3458 | 18 | 42.4863 | UNKN | Conduit | 18 | 1 |  | 0 | 107.6391 | 107.6391 | 0.0010764 | Estuary | 0 | FIXED | 28.38 | PI1100-2781 | 0 | 0.25891 | SUBURBS | 0 | 0 | 0 | 1 | Cond | 20 | 32.8084 | 1 | N | 0 |  | CIRC | ROAD | 0.7874 | Full | 0 | Other |  | 0.059055 | 0 | 25 | 0.013 | 0.17 | FIXED | 28.49 | PI1100-2824 | 0 | 0 | 0 | 0 | 0 | 0 | 0 | 0 | 0 | 0 | 0 | [11 empty] | 42.4865
PI1100-3029.1 |  |  | 0 | 0.059055 | 0 | 25 | 0.013 | 0 | 12.7213 | 18 | 205.2963 | UNKN | Conduit | 18 | 1 |  | 0 | 107.6391 | 107.6391 | 0.0010764 | Estuary | 0 | FIXED | 28.49 | PI1100-2824 | 0 | 1.4662 | SUBURBS | 0 | 0 | 0 | 1 | Cond | 20 | 32.8084 | 1 | N | 0 |  | CIRC | ROAD | 0.7874 | Full | 0 | Other |  | 0.059055 | 0 | 25 | 0.013 | 0.34 | FIXED | 31.5 | PI1100-3029 | 0 | 0 | 0 | 0 | 0 | 0 | 0 | 0 | 0 | 0 | 0 | [11 empty] | 205.2956
PI4900-519.1 |  |  | 0 | 0.059055 | 0 | 25 | 0.013 | 0 | 1.8886 | 18 | 526.0914 | UNKN | Conduit | 18 | 1 |  | 0 | 107.6391 | 107.6391 | 0.0010764 | Estuary | 0 | FIXED | 87.62 | CC0300-13850 | 0 | 0.032314 | SUBURBS | 0 | 0 | 0 | 1 | Cond | 20 | 32.8084 | 1 | N | 0 |  | CIRC | ROAD | 0.7874 | Full | 0 | Other |  | 0.059055 | 0 | 25 | 0.013 | 0.5 | FIXED | 87.79 | PI4900-519 | 0 | 0 | 0 | 0 | 0 | 0 | 0 | 0 | 0 | 0 | 0 | [11 empty] | 519.4336
PI4700-430.1 |  |  | 0 | 0.059055 | 0 | 25 | 0.013 | 0 | 5.0655 | 18 | 310.2432 | UNKN | Conduit | 18 | 1 |  | 0 | 107.6391 | 107.6391 | 0.0010764 | Estuary | 0 | FIXED | 85.2788 | PI4700-120 | 0 | 0.23247 | SUBURBS | 0 | 0 | 0 | 1 | Cond | 20 | 32.8084 | 1 | N | 0 |  | CIRC | ROAD | 0.7874 | Full | 0 | Other |  | 0.059055 | 0 | 25 | 0.013 | 0.5 | FIXED | 86 | PI4700-430 | 0 | 0 | 0 | 0 | 0 | 0 | 0 | 0 | 0 | 0 | 0 | [11 empty] | 310.2426
PI4500-41.1 |  |  | 0 | 0.059055 | 0 | 25 | 0.013 | 0 | 16.4143 | 18 | 40.967 | UNKN | Conduit | 18 | 1 |  | 0 | 107.6391 | 107.6391 | 0.0010764 | Estuary | 1 | FIXED | 79 | CC0300-12425 | 0 | 2.441 | SUBURBS | 0 | 0 | 0 | 1 | Cond | 20 | 32.8084 | 1 | N | 0 |  | CIRC | ROAD | 0.7874 | Full | 0 | Other |  | 0.059055 | 0 | 25 | 0.013 | 0.5 | FIXED | 80 | PI4500-41 | 0 | 0 | 0 | 0 | 0 | 0 | 0 | 0 | 0 | 0 | 0 | [11 empty] | 41.3679
PI1501-2112.1 |  |  | 0 | 0.059055 | 0 | 25 | 0.013 | 0 | 5.7266 | 18 | 425.4179 | UNKN | Conduit | 18 | 1 |  | 0 | 107.6391 | 107.6391 | 0.0010764 | Estuary | 0 | FIXED | 36.8383 | PI1501-1687 | 0 | 0.29711 | SUBURBS | 0 | 0 | 0 | 1 | Cond | 20 | 32.8084 | 1 | N | 0 |  | CIRC | ROAD | 0.7874 | Full | 0 | Other |  | 0.059055 | 0 | 25 | 0.013 | 0.5 | FIXED | 38.1023 | PI1501-2112 | 0 | 0 | 0 | 0 | 0 | 0 | 0 | 0 | 0 | 0 | 0 | [11 empty] | 425.4165
PI4100-139.1 |  |  | 0 | 0.059055 | 0 | 25 | 0.013 | 0 | 5.2288 | 18 | 145.3347 | UNKN | Conduit | 18 | 1 |  | 0 | 107.6391 | 107.6391 | 0.0010764 | Estuary | 0 | FIXED | 69.17 | CC0300-10707 | 0 | 0.2477 | SUBURBS | 0 | 0 | 0 | 1 | Cond | 20 | 32.8084 | 1 | N | 0 |  | CIRC | ROAD | 0.7874 | Full | 0 | Other |  | 0.059055 | 0 | 25 | 0.013 | 0.5 | FIXED | 69.53 | PI4100-139 | 0 | 0 | 0 | 0 | 0 | 0 | 0 | 0 | 0 | 0 | 0 | [11 empty] | 138.7485
PI680102-83.1 |  |  | 0 | 0.059055 | 0 | 25 | 0.013 | 0 | 5.1535 | 18 | 83.1198 | UNKN | Conduit | 18 | 1 |  | 0 | 107.6391 | 107.6391 | 0.0010764 | Estuary | 0 | FIXED | 14.15 | PI6801-1062 | 0 | 0.24062 | SUBURBS | 0 | 0 | 0 | 1 | Cond | 20 | 32.8084 | 1 | N | 0 |  | CIRC | ROAD | 0.7874 | Full | 0 | Other |  | 0.059055 | 0 | 25 | 0.013 | 0.31 | FIXED | 14.35 | PI680102-83 | 0 | 0 | 0 | 0 | 0 | 0 | 0 | 0 | 0 | 0 | 0 | [11 empty] | 83.1197
PI690406-141.1 |  |  | 0 | 0.059055 | 0 | 25 | 0.013 | 0 | 5.456 | 18 | 140.9009 | UNKN | Conduit | 18 | 1 |  | 0 | 107.6391 | 107.6391 | 0.0010764 | Estuary | 0 | FIXED | 17.05 | PI6904-896 | 0 | 0.26969 | SUBURBS | 0 | 0 | 0 | 1 | Cond | 20 | 32.8084 | 1 | N | 0 |  | CIRC | ROAD | 0.7874 | Full | 0 | Other |  | 0.059055 | 0 | 25 | 0.013 | 0.17 | FIXED | 17.43 | PI690406-141 | 0 | 0 | 0 | 0 | 0 | 0 | 0 | 0 | 0 | 0 | 0 | [11 empty] | 140.9002
PI6801-1986.1 |  |  | 0 | 0.059055 | 0 | 25 | 0.013 | 0 | 5.2514 | 18 | 224.1341 | UNKN | Conduit | 18 | 1 |  | 0 | 107.6391 | 107.6391 | 0.0010764 | Estuary | 0 | FIXED | 15.89 | PI6801-1762 | 0 | 0.24985 | SUBURBS | 0 | 0 | 0 | 1 | Cond | 20 | 32.8084 | 1 | N | 0 |  | CIRC | ROAD | 0.7874 | Full | 0 | Other |  | 0.059055 | 0 | 25 | 0.013 | 0.83 | FIXED | 16.45 | PI6801-1986 | 0 | 0 | 0 | 0 | 0 | 0 | 0 | 0 | 0 | 0 | 0 | [11 empty] | 224.1329
PI8300-48.1 |  |  | 0 | 0.059055 | 0 | 25 | 0.013 | 0 | -5.0019 | 18 | 48.1 | UNKN | Conduit | 18 | 1 |  | 0 | 107.6391 | 107.6391 | 0.0010764 | Estuary | 0 | FIXED | 25.78 | PI8200-631 | 0 | -0.22667 | SUBURBS | 0 | 0 | 0 | 1 | Cond | 20 | 32.8084 | 1 | N | 0 |  | CIRC | ROAD | 0.7874 | Full | 0 | Other |  | 0.059055 | 0 | 25 | 0.013 | 0.57 | FIXED | 25.671 | PI8300-48 | 0 | 0 | 0 | 0 | 0 | 0 | 0 | 0 | 0 | 0 | 0 | [11 empty] | 48.1006
PI7800-5967.1 |  |  | 0 | 0.059055 | 0 | 25 | 0.013 | 0 | 105.1687 | 36 | 81.4589 | UNKN | Conduit | 36 | 1 |  | 0 | 107.6391 | 107.6391 | 0.0010764 | Estuary | 0 | FIXED | 36.8611 | PI7800-5931 | 0 | 2.4857 | SUBURBS | 0 | 0 | 0 | 1 | Cond | 20 | 32.8084 | 1 | N | 0 |  | CIRC | ROAD | 0.7874 | Full | 0 | Other |  | 0.059055 | 0 | 25 | 0.013 | 0.17 | FIXED | 38.8859 | PI7800-5967 | 0 | 0 | 0 | 0 | 0 | 0 | 0 | 0 | 0 | 0 | 0 | [11 empty] | 35.247
PI7809-11.1 |  |  | 0 | 0.059055 | 0 | 25 | 0.013 | 0 | -45.9479 | 18 | 10.9642 | UNKN | Conduit | 18 | 1 |  | 0 | 107.6391 | 107.6391 | 0.0010764 | Estuary | 0 | FIXED | 38.8859 | PI7800-5967 | 0 | -19.1273 | SUBURBS | 0 | 0 | 0 | 1 | Cond | 20 | 32.8084 | 1 | N | 0 |  | CIRC | ROAD | 0.7874 | Full | 0 | Other |  | 0.059055 | 0 | 25 | 0.013 | 0.25 | FIXED | 36.7888 | PI7809-11 | 0 | 0 | 0 | 0 | 0 | 0 | 0 | 0 | 0 | 0 | 0 | [11 empty] | 10.9725
PI9002-448.1 |  |  | 0 | 0.059055 | 0 | 25 | 0.013 | 0 | 8.8792 | 18 | 72.7157 | UNKN | Conduit | 18 | 1 |  | 0 | 107.6391 | 107.6391 | 0.0010764 | Estuary | 0 | FIXED | 51.1723 | PI9002-375 | 0 | 0.71428 | SUBURBS | 0 | 0 | 0 | 1 | Cond | 20 | 32.8084 | 1 | N | 0 |  | CIRC | ROAD | 0.7874 | Full | 0 | Other |  | 0.059055 | 0 | 25 | 0.013 | 0.25 | FIXED | 51.6917 | PI9002-448 | 0 | 0 | 0 | 0 | 0 | 0 | 0 | 0 | 0 | 0 | 0 | [11 empty] | 72.7151
PI9002-242.1 |  |  | 0 | 0.059055 | 0 | 25 | 0.013 | 0 | 8.8792 | 18 | 165.3168 | UNKN | Conduit | 18 | 1 |  | 0 | 107.6391 | 107.6391 | 0.0010764 | Estuary | 0 | FIXED | 49.04 | PI9002-77 | 0 | 0.71428 | SUBURBS | 0 | 0 | 0 | 1 | Cond | 20 | 32.8084 | 1 | N | 0 |  | CIRC | ROAD | 0.7874 | Full | 0 | Other |  | 0.059055 | 0 | 25 | 0.013 | 0.17 | FIXED | 50.2208 | PI9002-242 | 0 | 0 | 0 | 0 | 0 | 0 | 0 | 0 | 0 | 0 | 0 | [11 empty] | 165.2771
PI9002-375.1 |  |  | 0 | 0.059055 | 0 | 25 | 0.013 | 0 | 8.8792 | 18 | 133.2073 | UNKN | Conduit | 18 | 1 |  | 0 | 107.6391 | 107.6391 | 0.0010764 | Estuary | 0 | FIXED | 50.2208 | PI9002-242 | 0 | 0.71428 | SUBURBS | 0 | 0 | 0 | 1 | Cond | 20 | 32.8084 | 1 | N | 0 |  | CIRC | ROAD | 0.7874 | Full | 0 | Other |  | 0.059055 | 0 | 25 | 0.013 | 0.18 | FIXED | 51.1723 | PI9002-375 | 0 | 0 | 0 | 0 | 0 | 0 | 0 | 0 | 0 | 0 | 0 | [11 empty] | 133.1699
PI7803-678.2 |  |  | 0 | 0.059055 | 0 | 25 | 0.013 | 0 | 5.2469 | 18 | 677.5727 | UNKN | Conduit | 18 | 1 |  | 0 | 107.6391 | 107.6391 | 0.0010764 | Estuary | 0 | FIXED | 25.06 | PI7802-589 | 0 | 0.24942 | SUBURBS | 0 | 0 | 0 | 2 | Cond | 20 | 32.8084 | 1 | N | 0 |  | CIRC | ROAD | 0.7874 | Full | 0 | Other |  | 0.059055 | 0 | 25 | 0.013 | 0.5 | FIXED | 26.75 | PI7803-678 | 0 | 0 | 0 | 0 | 0 | 0 | 0 | 0 | 0 | 0 | 0 | [11 empty] | 665.486
PI8200-1250.1 |  |  | 0 | 0.059055 | 0 | 25 | 0.013 | 0 | 4.0593 | 18 | 618.7507 | UNKN | Conduit | 18 | 1 |  | 0 | 107.6391 | 107.6391 | 0.0010764 | Estuary | 0 | FIXED | 25.78 | PI8200-631 | 0 | 0.14929 | SUBURBS | 0 | 0 | 0 | 1 | Cond | 20 | 32.8084 | 1 | N | 0 |  | CIRC | ROAD | 0.7874 | Full | 0 | Other |  | 0.059055 | 0 | 25 | 0.013 | 0.83 | FIXED | 26.7037 | PI8200-1250 | 0 | 0 | 0 | 0 | 0 | 0 | 0 | 0 | 0 | 0 | 0 | [11 empty] | 618.7497
PI7703-18.1 |  |  | 0 | 0.059055 | 0 | 25 | 0.013 | 0 | 6.2061 | 18 | 18.1063 | UNKN | Conduit | 18 | 1 |  | 0 | 107.6391 | 107.6391 | 0.0010764 | Estuary | 0 | FIXED | 35.1241 | PI7700-4166 | 0 | 0.34895 | SUBURBS | 0 | 0 | 0 | 1 | Cond | 20 | 32.8084 | 1 | N | 0 |  | CIRC | ROAD | 0.7874 | Full | 0 | Other |  | 0.059055 | 0 | 25 | 0.013 | 0.18 | FIXED | 35.1873 | PI7703-18 | 0 | 0 | 0 | 0 | 0 | 0 | 0 | 0 | 0 | 0 | 0 | [11 empty] | 18.106
PI7710-473.1 |  |  | 0 | 0.059055 | 0 | 25 | 0.013 | 0 | 5.246 | 18 | 473.267 | UNKN | Conduit | 18 | 1 |  | 0 | 107.6391 | 107.6391 | 0.0010764 | Estuary | 0 | FIXED | 38.99 | PI7700-5454 | 0 | 0.24933 | SUBURBS | 0 | 0 | 0 | 1 | Cond | 20 | 32.8084 | 1 | N | 0 |  | CIRC | ROAD | 0.7874 | Full | 0 | Other |  | 0.059055 | 0 | 25 | 0.013 | 0.83 | FIXED | 40.17 | PI7710-473 | 0 | 0 | 0 | 0 | 0 | 0 | 0 | 0 | 0 | 0 | 0 | [11 empty] | 473.2662
PI0800-15119.1 |  |  | 0 | 0.059055 | 0 | 25 | 0.013 | 0 | 5.245 | 18 | 29.6876 | UNKN | Conduit | 18 | 1 |  | 0 | 107.6391 | 107.6391 | 0.0010764 | Estuary | 0 | FIXED | 32.93 | PI0800-15089 | 0 | 0.24924 | SUBURBS | 0 | 0 | 0 | 1 | Cond | 20 | 32.8084 | 1 | N | 0 |  | CIRC | ROAD | 0.7874 | Full | 0 | Other |  | 0.059055 | 0 | 25 | 0.013 | 0.26 | FIXED | 33.004 | PI0800-15119 | 0 | 0 | 0 | 0 | 0 | 0 | 0 | 0 | 0 | 0 | 0 | [11 empty] | 29.6879
PI5500-1543.1 |  |  | 0 | 0.059055 | 0 | 25 | 0.013 | 0 | 9.2695 | 18 | 218.3801 | UNKN | Conduit | 18 | 1 |  | 0 | 107.6391 | 107.6391 | 0.0010764 | Estuary | 0 | FIXED | 88.96 | PI5500-1325 | 0 | 0.77846 | SUBURBS | 0 | 0 | 0 | 1 | Cond | 20 | 32.8084 | 1 | N | 0 |  | CIRC | ROAD | 0.7874 | Full | 0 | Other |  | 0.059055 | 0 | 25 | 0.013 | 0.17 | FIXED | 90.66 | PI5500-1543 | 0 | 0 | 0 | 0 | 0 | 0 | 0 | 0 | 0 | 0 | 0 | [11 empty] | 218.3028
PI5500-1750.1 |  |  | 0 | 0.059055 | 0 | 25 | 0.013 | 0 | 5.2712 | 18 | 206.5654 | UNKN | Conduit | 18 | 1 |  | 0 | 107.6391 | 107.6391 | 0.0010764 | Estuary | 0 | FIXED | 90.66 | PI5500-1543 | 0 | 0.25174 | SUBURBS | 0 | 0 | 0 | 1 | Cond | 20 | 32.8084 | 1 | N | 0 |  | CIRC | ROAD | 0.7874 | Full | 0 | Other |  | 0.059055 | 0 | 25 | 0.013 | 0.17 | FIXED | 91.18 | PI5500-1750 | 0 | 0 | 0 | 0 | 0 | 0 | 0 | 0 | 0 | 0 | 0 | [11 empty] | 206.3789
PI5500-1867.1 |  |  | 0 | 0.059055 | 0 | 25 | 0.013 | 0 | -1.6804 | 18 | 117.2688 | UNKN | Conduit | 18 | 1 |  | 0 | 107.6391 | 107.6391 | 0.0010764 | Estuary | 0 | FIXED | 91.18 | PI5500-1750 | 0 | -0.025582 | SUBURBS | 0 | 0 | 0 | 1 | Cond | 20 | 32.8084 | 1 | N | 0 |  | CIRC | ROAD | 0.7874 | Full | 0 | Other |  | 0.059055 | 0 | 25 | 0.013 | 0.17 | FIXED | 91.15 | PI5500-1867 | 0 | 0 | 0 | 0 | 0 | 0 | 0 | 0 | 0 | 0 | 0 | [11 empty] | 117.5352
PI6903-244.1 |  |  | 0 | 0.059055 | 0 | 25 | 0.013 | 0 | 3.1578 | 18 | 243.5116 | UNKN | Conduit | 18 | 1 |  | 0 | 107.6391 | 107.6391 | 0.0010764 | Estuary | 0 | FIXED | 11.17 | PI6900-1162 | 0 | 0.090345 | SUBURBS | 0 | 0 | 0 | 1 | Cond | 20 | 32.8084 | 1 | N | 0 |  | CIRC | ROAD | 0.7874 | Full | 0 | Other |  | 0.059055 | 0 | 25 | 0.013 | 0.5 | FIXED | 11.39 | PI6903-244 | 0 | 0 | 0 | 0 | 0 | 0 | 0 | 0 | 0 | 0 | 0 | [11 empty] | 243.4764
PI690403-396.1 |  |  | 0 | 0.059055 | 0 | 25 | 0.013 | 0 | 4.5346 | 18 | 252.2911 | UNKN | Conduit | 18 | 1 |  | 0 | 107.6391 | 107.6391 | 0.0010764 | Estuary | 0 | FIXED | 16.96 | PI690403-144 | 0 | 0.18629 | SUBURBS | 0 | 0 | 0 | 1 | Cond | 20 | 32.8084 | 1 | N | 0 |  | CIRC | ROAD | 0.7874 | Full | 0 | Other |  | 0.059055 | 0 | 25 | 0.013 | 0.75 | FIXED | 17.43 | PI690403-396 | 0 | 0 | 0 | 0 | 0 | 0 | 0 | 0 | 0 | 0 | 0 | [11 empty] | 252.2904
PI690403-144.1 |  |  | 0 | 0.059055 | 0 | 25 | 0.013 | 0 | 2.9025 | 18 | 144.1235 | UNKN | Conduit | 18 | 1 |  | 0 | 107.6391 | 107.6391 | 0.0010764 | Estuary | 0 | FIXED | 16.85 | PI6904-769 | 0 | 0.076323 | SUBURBS | 0 | 0 | 0 | 1 | Cond | 20 | 32.8084 | 1 | N | 0 |  | CIRC | ROAD | 0.7874 | Full | 0 | Other |  | 0.059055 | 0 | 25 | 0.013 | 0.75 | FIXED | 16.96 | PI690403-144 | 0 | 0 | 0 | 0 | 0 | 0 | 0 | 0 | 0 | 0 | 0 | [11 empty] | 144.1239
PI3201-113.1 |  |  | 0 | 0.059055 | 0 | 25 | 0.013 | 0 | 5.2187 | 18 | 113.4795 | UNKN | Conduit | 18 | 1 |  | 0 | 107.6391 | 107.6391 | 0.0010764 | Estuary | 0 | FIXED | 50.87 | PI3200-88 | 0 | 0.24674 | SUBURBS | 0 | 0 | 0 | 1 | Cond | 20 | 32.8084 | 1 | N | 0 |  | CIRC | ROAD | 0.7874 | Full | 0 | Other |  | 0.059055 | 0 | 25 | 0.013 | 0.5 | FIXED | 51.15 | PI3201-113 | 0 | 0 | 0 | 0 | 0 | 0 | 0 | 0 | 0 | 0 | 0 | [11 empty] | 113.4791
PI3400-63.1 |  |  | 0 | 0.059055 | 0 | 25 | 0.013 | 0 | 4.7466 | 18 | 62.8227 | UNKN | Conduit | 18 | 1 |  | 0 | 107.6391 | 107.6391 | 0.0010764 | Estuary | 1 | FIXED | 57.5 | CC0300-7103 | 0 | 0.20412 | SUBURBS | 0 | 0 | 0 | 1 | Cond | 20 | 32.8084 | 1 | N | 0 |  | CIRC | ROAD | 0.7874 | Full | 0 | Other |  | 0.059055 | 0 | 25 | 0.013 | 0.29 | FIXED | 57.6282 | PI3400-63 | 0 | 0 | 0 | 0 | 0 | 0 | 0 | 0 | 0 | 0 | 0 | [11 empty] | 62.8224
PI1503-2495.1 |  |  | 0 | 0.059055 | 0 | 25 | 0.013 | 0 | 6.2952 | 18 | 220.0296 | UNKN | Conduit | 18 | 1 |  | 0 | 107.6391 | 107.6391 | 0.0010764 | Estuary | 0 | FIXED | 51.28 | PI1503-2275 | 0 | 0.35904 | SUBURBS | 0 | 0 | 0 | 1 | Cond | 20 | 32.8084 | 1 | N | 0 |  | CIRC | ROAD | 0.7874 | Full | 0 | Other |  | 0.059055 | 0 | 25 | 0.013 | 0.84 | FIXED | 52.07 | PI1503-2495 | 0 | 0 | 0 | 0 | 0 | 0 | 0 | 0 | 0 | 0 | 0 | [11 empty] | 220.0289
PI1503-2275.1 |  |  | 0 | 0.059055 | 0 | 25 | 0.013 | 0 | 5.9508 | 18 | 236.8871 | UNKN | Conduit | 18 | 1 |  | 0 | 107.6391 | 107.6391 | 0.0010764 | Estuary | 0 | FIXED | 50.52 | PI1503-2038 | 0 | 0.32083 | SUBURBS | 0 | 0 | 0 | 1 | Cond | 20 | 32.8084 | 1 | N | 0 |  | CIRC | ROAD | 0.7874 | Full | 0 | Other |  | 0.059055 | 0 | 25 | 0.013 | 0.76 | FIXED | 51.28 | PI1503-2275 | 0 | 0 | 0 | 0 | 0 | 0 | 0 | 0 | 0 | 0 | 0 | [11 empty] | 236.8585
PI0304-749.1 |  |  | 0 | 0.059055 | 0 | 25 | 0.013 | 0 | -1.0193 | 18 | 212.4534 | UNKN | Conduit | 18 | 1 |  | 0 | 107.6391 | 107.6391 | 0.0010764 | Estuary | 0 | FIXED | 22.67 | PI0304-537 | 0 | -0.0094138 | SUBURBS | 0 | 0 | 0 | 1 | Cond | 20 | 32.8084 | 1 | N | 0 |  | CIRC | ROAD | 0.7874 | Full | 0 | Other |  | 0.059055 | 0 | 25 | 0.013 | 0.5 | FIXED | 22.65 | PI0304-749 | 0 | 0 | 0 | 0 | 0 | 0 | 0 | 0 | 0 | 0 | 0 | [11 empty] | 212.4377
PI120101-204.1 |  |  | 0 | 0.059055 | 0 | 25 | 0.013 | 0 | 8.5793 | 18 | 204.3424 | UNKN | Conduit | 18 | 1 |  | 0 | 107.6391 | 107.6391 | 0.0010764 | Estuary | 0 | FIXED | 20.6797 | PI1201-252 | 0 | 0.66685 | SUBURBS | 0 | 0 | 0 | 1 | Cond | 20 | 32.8084 | 1 | N | 0 |  | CIRC | ROAD | 0.7874 | Full | 0 | Other |  | 0.059055 | 0 | 25 | 0.013 | 0.28 | FIXED | 22.0424 | PI120101-204 | 0 | 0 | 0 | 0 | 0 | 0 | 0 | 0 | 0 | 0 | 0 | [11 empty] | 204.342
PI1400-1647.1 |  |  | 0 | 0.059055 | 0 | 25 | 0.013 | 0 | 5.2097 | 18 | 228.6766 | UNKN | Conduit | 18 | 1 |  | 0 | 107.6391 | 107.6391 | 0.0010764 | Estuary | 0 | FIXED | 30.55 | PI1400-1418 | 0 | 0.2459 | SUBURBS | 0 | 0 | 0 | 1 | Cond | 20 | 32.8084 | 1 | N | 0 |  | CIRC | ROAD | 0.7874 | Full | 0 | Other |  | 0.059055 | 0 | 25 | 0.013 | 0.17 | FIXED | 31.1123 | PI1400-1647 | 0 | 0 | 0 | 0 | 0 | 0 | 0 | 0 | 0 | 0 | 0 | [11 empty] | 228.6762
PI0304-537.1 |  |  | 0 | 0.059055 | 0 | 25 | 0.013 | 0 | 3.6287 | 18 | 276.6271 | UNKN | Conduit | 18 | 1 |  | 0 | 107.6391 | 107.6391 | 0.0010764 | Estuary | 0 | FIXED | 22.34 | PI0304-260 | 0 | 0.11929 | SUBURBS | 0 | 0 | 0 | 1 | Cond | 20 | 32.8084 | 1 | N | 0 |  | CIRC | ROAD | 0.7874 | Full | 0 | Other |  | 0.059055 | 0 | 25 | 0.013 | 0.17 | FIXED | 22.67 | PI0304-537 | 0 | 0 | 0 | 0 | 0 | 0 | 0 | 0 | 0 | 0 | 0 | [11 empty] | 276.6051
PI4201-271.1 |  |  | 0 | 0.059055 | 0 | 25 | 0.013 | 0 | 16.5602 | 18 | 270.9818 | UNKN | Conduit | 18 | 1 |  | 0 | 107.6391 | 107.6391 | 0.0010764 | Estuary | 0 | FIXED | 74.8395 | PI4200-2500 | 0 | 2.4846 | SUBURBS | 0 | 0 | 0 | 1 | Cond | 20 | 32.8084 | 1 | N | 0 |  | CIRC | ROAD | 0.7874 | Full | 0 | Other |  | 0.059055 | 0 | 25 | 0.013 | 0.17 | FIXED | 81.5722 | PI4201-271 | 0 | 0 | 0 | 0 | 0 | 0 | 0 | 0 | 0 | 0 | 0 | [11 empty] | 270.982
PI3701-543.1 |  |  | 0 | 0.059055 | 0 | 25 | 0.013 | 0 | 5.2367 | 18 | 257.5962 | UNKN | Conduit | 18 | 1 |  | 0 | 107.6391 | 107.6391 | 0.0010764 | Estuary | 0 | FIXED | 61.57 | PI3701-285 | 0 | 0.24845 | SUBURBS | 0 | 0 | 0 | 1 | Cond | 20 | 32.8084 | 1 | N | 0 |  | CIRC | ROAD | 0.7874 | Full | 0 | Other |  | 0.059055 | 0 | 25 | 0.013 | 0.5 | FIXED | 62.21 | PI3701-543 | 0 | 0 | 0 | 0 | 0 | 0 | 0 | 0 | 0 | 0 | 0 | [11 empty] | 257.5954
PI3701-285.1 |  |  | 0 | 0.059055 | 0 | 25 | 0.013 | 0 | 5.2699 | 18 | 35.7696 | UNKN | Conduit | 18 | 1 |  | 0 | 107.6391 | 107.6391 | 0.0010764 | Estuary | 0 | FIXED | 61.48 | PI3701-249 | 0 | 0.25161 | SUBURBS | 0 | 0 | 0 | 1 | Cond | 20 | 32.8084 | 1 | N | 0 |  | CIRC | ROAD | 0.7874 | Full | 0 | Other |  | 0.059055 | 0 | 25 | 0.013 | 0.74 | FIXED | 61.57 | PI3701-285 | 0 | 0 | 0 | 0 | 0 | 0 | 0 | 0 | 0 | 0 | 0 | [11 empty] | 35.7693
PI150101-875.1 |  |  | 0 | 0.059055 | 0 | 25 | 0.013 | 0 | 6.4319 | 18 | 353.8798 | UNKN | Conduit | 18 | 1 |  | 0 | 107.6391 | 107.6391 | 0.0010764 | Estuary | 0 | FIXED | 35.5514 | PI150101-521 | 0 | 0.37481 | SUBURBS | 0 | 0 | 0 | 1 | Cond | 20 | 32.8084 | 1 | N | 0 |  | CIRC | ROAD | 0.7874 | Full | 0 | Other |  | 0.059055 | 0 | 25 | 0.013 | 0.17 | FIXED | 36.8777 | PI150101-875 | 0 | 0 | 0 | 0 | 0 | 0 | 0 | 0 | 0 | 0 | 0 | [11 empty] | 353.8792
PI7703-526.1 |  |  | 0 | 0.059055 | 0 | 25 | 0.013 | 0 | 8.6754 | 18 | 507.6798 | UNKN | Conduit | 18 | 1 |  | 0 | 107.6391 | 107.6391 | 0.0010764 | Estuary | 0 | FIXED | 35.1873 | PI7703-18 | 0 | 0.68187 | SUBURBS | 0 | 0 | 0 | 1 | Cond | 20 | 32.8084 | 1 | N | 0 |  | CIRC | ROAD | 0.7874 | Full | 0 | Other |  | 0.059055 | 0 | 25 | 0.013 | 0.17 | FIXED | 38.649 | PI7703-526 | 0 | 0 | 0 | 0 | 0 | 0 | 0 | 0 | 0 | 0 | 0 | [11 empty] | 507.6788
PI7703-577.1 |  |  | 0 | 0.059055 | 0 | 25 | 0.013 | 0 | 8.6754 | 18 | 51.4744 | UNKN | Conduit | 18 | 1 |  | 0 | 107.6391 | 107.6391 | 0.0010764 | Estuary | 0 | FIXED | 38.649 | PI7703-526 | 0 | 0.68187 | SUBURBS | 0 | 0 | 0 | 1 | Cond | 20 | 32.8084 | 1 | N | 0 |  | CIRC | ROAD | 0.7874 | Full | 0 | Other |  | 0.059055 | 0 | 25 | 0.013 | 0.5 | FIXED | 39 | PI7703-577 | 0 | 0 | 0 | 0 | 0 | 0 | 0 | 0 | 0 | 0 | 0 | [11 empty] | 51.4747
PI1500-6274.1 |  |  | 0 | 0.059055 | 0 | 25 | 0.013 | 0 | 6.465 | 18 | 194.3973 | UNKN | Conduit | 18 | 1 |  | 0 | 107.6391 | 107.6391 | 0.0010764 | Estuary | 0 | FIXED | 51.4739 | PI1500-6080 | 0 | 0.37867 | SUBURBS | 0 | 0 | 0 | 1 | Cond | 20 | 32.8084 | 1 | N | 0 |  | CIRC | ROAD | 0.7874 | Full | 0 | Other |  | 0.059055 | 0 | 25 | 0.013 | 0.29 | FIXED | 52.21 | PI1500-6274 | 0 | 0 | 0 | 0 | 0 | 0 | 0 | 0 | 0 | 0 | 0 | [11 empty] | 194.397
PI5300-3093.1 |  |  | 0 | 0.059055 | 0 | 25 | 0.013 | 0 | 1.8903 | 18 | 834 | UNKN | Conduit | 18 | 1 |  | 0 | 107.6391 | 107.6391 | 0.0010764 | Estuary | 0 | FIXED | 92.43 | PI5300-2270 | 0 | 0.032374 | SUBURBS | 0 | 0 | 0 | 1 | Cond | 20 | 32.8084 | 1 | N | 0 |  | CIRC | ROAD | 0.7874 | Full | 0 | Other |  | 0.059055 | 0 | 25 | 0.013 | 0.55 | FIXED | 92.7 | PI5300-3093 | 0 | 0 | 0 | 0 | 0 | 0 | 0 | 0 | 0 | 0 | 0 | [11 empty] | 823.6764
PI5500-2428.1 |  |  | 0 | 0.059055 | 0 | 25 | 0.013 | 0 | 7.0838 | 18 | 433.3236 | UNKN | Conduit | 18 | 1 |  | 0 | 107.6391 | 107.6391 | 0.0010764 | Estuary | 0 | FIXED | 91.15 | PI5500-1994 | 0 | 0.45463 | SUBURBS | 0 | 0 | 0 | 1 | Cond | 20 | 32.8084 | 1 | N | 0 |  | CIRC | ROAD | 0.7874 | Full | 0 | Other |  | 0.059055 | 0 | 25 | 0.013 | 0.25 | FIXED | 93.12 | PI5500-2428 | 0 | 0 | 0 | 0 | 0 | 0 | 0 | 0 | 0 | 0 | 0 | [11 empty] | 433.3221
PI4303-481.1 |  |  | 0 | 0.059055 | 0 | 25 | 0.013 | 0 | 6.8521 | 18 | 220.9818 | UNKN | Conduit | 18 | 1 |  | 0 | 107.6391 | 107.6391 | 0.0010764 | Estuary | 0 | FIXED | 85.38 | PI4303-260 | 0 | 0.42537 | SUBURBS | 0 | 0 | 0 | 1 | Cond | 20 | 32.8084 | 1 | N | 0 |  | CIRC | ROAD | 0.7874 | Full | 0 | Other |  | 0.059055 | 0 | 25 | 0.013 | 0.5 | FIXED | 86.32 | PI4303-481 | 0 | 0 | 0 | 0 | 0 | 0 | 0 | 0 | 0 | 0 | 0 | [11 empty] | 220.982
PI1500-6080.1 |  |  | 0 | 0.059055 | 0 | 25 | 0.013 | 0 | -6.6989 | 18 | 348.3184 | UNKN | Conduit | 18 | 1 |  | 0 | 107.6391 | 107.6391 | 0.0010764 | Estuary | 0 | FIXED | 52.89 | PI1500-5731 | 0 | -0.40656 | SUBURBS | 0 | 0 | 0 | 1 | Cond | 20 | 32.8084 | 1 | N | 0 |  | CIRC | ROAD | 0.7874 | Full | 0 | Other |  | 0.059055 | 0 | 25 | 0.013 | 0.17 | FIXED | 51.4739 | PI1500-6080 | 0 | 0 | 0 | 0 | 0 | 0 | 0 | 0 | 0 | 0 | 0 | [11 empty] | 348.3172
PI0800-15089.1 |  |  | 0 | 0.059055 | 0 | 25 | 0.013 | 0 | 5.245 | 18 | 509.5522 | UNKN | Conduit | 18 | 1 |  | 0 | 107.6391 | 107.6391 | 0.0010764 | Estuary | 0 | FIXED | 31.66 | PI0800-14580 | 0 | 0.24924 | SUBURBS | 0 | 0 | 0 | 1 | Cond | 20 | 32.8084 | 1 | N | 0 |  | CIRC | ROAD | 0.7874 | Full | 0 | Other |  | 0.059055 | 0 | 25 | 0.013 | 0.26 | FIXED | 32.93 | PI0800-15089 | 0 | 0 | 0 | 0 | 0 | 0 | 0 | 0 | 0 | 0 | 0 | [11 empty] | 509.551
PI0800-14580.1 |  |  | 0 | 0.059055 | 0 | 25 | 0.013 | 0 | 5.2566 | 18 | 347.5311 | UNKN | Conduit | 18 | 1 |  | 0 | 107.6391 | 107.6391 | 0.0010764 | Estuary | 0 | FIXED | 30.79 | PI0800-14232 | 0 | 0.25034 | SUBURBS | 0 | 0 | 0 | 1 | Cond | 20 | 32.8084 | 1 | N | 0 |  | CIRC | ROAD | 0.7874 | Full | 0 | Other |  | 0.059055 | 0 | 25 | 0.013 | 0.17 | FIXED | 31.66 | PI0800-14580 | 0 | 0 | 0 | 0 | 0 | 0 | 0 | 0 | 0 | 0 | 0 | [11 empty] | 347.531
PI0800-14232.1 |  |  | 0 | 0.059055 | 0 | 25 | 0.013 | 0 | 4.2313 | 18 | 369.8976 | UNKN | Conduit | 18 | 1 |  | 0 | 107.6391 | 107.6391 | 0.0010764 | Estuary | 0 | FIXED | 30.19 | PI0800-13862 | 0 | 0.16221 | SUBURBS | 0 | 0 | 0 | 1 | Cond | 20 | 32.8084 | 1 | N | 0 |  | CIRC | ROAD | 0.7874 | Full | 0 | Other |  | 0.059055 | 0 | 25 | 0.013 | 0.17 | FIXED | 30.79 | PI0800-14232 | 0 | 0 | 0 | 0 | 0 | 0 | 0 | 0 | 0 | 0 | 0 | [11 empty] | 369.896
PI150101-1252.1 |  |  | 0 | 0.059055 | 0 | 25 | 0.013 | 0 | 3.3893 | 18 | 376.9013 | UNKN | Conduit | 18 | 1 |  | 0 | 107.6391 | 107.6391 | 0.0010764 | Estuary | 0 | FIXED | 36.8777 | PI150101-875 | 0 | 0.10407 | SUBURBS | 0 | 0 | 0 | 1 | Cond | 20 | 32.8084 | 1 | N | 0 |  | CIRC | ROAD | 0.7874 | Full | 0 | Other |  | 0.059055 | 0 | 25 | 0.013 | 0.25 | FIXED | 37.27 | PI150101-1252 | 0 | 0 | 0 | 0 | 0 | 0 | 0 | 0 | 0 | 0 | 0 | [11 empty] | 376.9004
PI690403-1176.1 |  |  | 0 | 0.059055 | 0 | 25 | 0.013 | 0 | 3.4719 | 18 | 274.7019 | UNKN | Conduit | 18 | 1 |  | 0 | 107.6391 | 107.6391 | 0.0010764 | Estuary | 0 | FIXED | 18.69 | PI690403-902 | 0 | 0.10921 | SUBURBS | 0 | 0 | 0 | 1 | Cond | 20 | 32.8084 | 1 | N | 0 |  | CIRC | ROAD | 0.7874 | Full | 0 | Other |  | 0.059055 | 0 | 25 | 0.013 | 0.5 | FIXED | 18.99 | PI690403-1176 | 0 | 0 | 0 | 0 | 0 | 0 | 0 | 0 | 0 | 0 | 0 | [11 empty] | 274.7012
PI690403-902.1 |  |  | 0 | 0.059055 | 0 | 25 | 0.013 | 0 | 5.2462 | 18 | 505.3174 | UNKN | Conduit | 18 | 1 |  | 0 | 107.6391 | 107.6391 | 0.0010764 | Estuary | 0 | FIXED | 17.43 | PI690403-396 | 0 | 0.24935 | SUBURBS | 0 | 0 | 0 | 1 | Cond | 20 | 32.8084 | 1 | N | 0 |  | CIRC | ROAD | 0.7874 | Full | 0 | Other |  | 0.059055 | 0 | 25 | 0.013 | 0.75 | FIXED | 18.69 | PI690403-902 | 0 | 0 | 0 | 0 | 0 | 0 | 0 | 0 | 0 | 0 | 0 | [11 empty] | 505.316
PI6801-1428.1 |  |  | 0 | 0.059055 | 0 | 25 | 0.013 | 0 | 5.2412 | 18 | 365.648 | UNKN | Conduit | 18 | 1 |  | 0 | 107.6391 | 107.6391 | 0.0010764 | Estuary | 0 | FIXED | 14.15 | PI6801-1062 | 0 | 0.24887 | SUBURBS | 0 | 0 | 0 | 1 | Cond | 20 | 32.8084 | 1 | N | 0 |  | CIRC | ROAD | 0.7874 | Full | 0 | Other |  | 0.059055 | 0 | 25 | 0.013 | 0.25 | FIXED | 15.06 | PI6801-1428 | 0 | 0 | 0 | 0 | 0 | 0 | 0 | 0 | 0 | 0 | 0 | [11 empty] | 365.647
PI6801-1762.1 |  |  | 0 | 0.059055 | 0 | 25 | 0.013 | 0 | 5.2371 | 18 | 334.026 | UNKN | Conduit | 18 | 1 |  | 0 | 107.6391 | 107.6391 | 0.0010764 | Estuary | 0 | FIXED | 15.06 | PI6801-1428 | 0 | 0.24848 | SUBURBS | 0 | 0 | 0 | 1 | Cond | 20 | 32.8084 | 1 | N | 0 |  | CIRC | ROAD | 0.7874 | Full | 0 | Other |  | 0.059055 | 0 | 25 | 0.013 | 0.17 | FIXED | 15.89 | PI6801-1762 | 0 | 0 | 0 | 0 | 0 | 0 | 0 | 0 | 0 | 0 | 0 | [11 empty] | 334.0253
PI7100-208.1 |  |  | 0 | 0.059055 | 0 | 25 | 0.013 | 0 | 3.99 | 18 | 207.9938 | UNKN | Conduit | 18 | 1 |  | 0 | 107.6391 | 107.6391 | 0.0010764 | Estuary | 1 | FIXED | 18.2 | CC0901-356 | 0 | 0.14424 | SUBURBS | 0 | 0 | 0 | 1 | Cond | 20 | 32.8084 | 1 | N | 0 |  | CIRC | ROAD | 0.7874 | Full | 0 | Other |  | 0.059055 | 0 | 25 | 0.013 | 0.5 | FIXED | 18.5 | PI7100-208 | 0 | 0 | 0 | 0 | 0 | 0 | 0 | 0 | 0 | 0 | 0 | [11 empty] | 207.993
PI3400-343.1 |  |  | 0 | 0.059055 | 0 | 25 | 0.013 | 0 | 4.7466 | 18 | 227.1952 | UNKN | Conduit | 18 | 1 |  | 0 | 107.6391 | 107.6391 | 0.0010764 | Estuary | 0 | FIXED | 57.7362 | PI3400-116 | 0 | 0.20412 | SUBURBS | 0 | 0 | 0 | 1 | Cond | 20 | 32.8084 | 1 | N | 0 |  | CIRC | ROAD | 0.7874 | Full | 0 | Other |  | 0.059055 | 0 | 25 | 0.013 | 0.5 | FIXED | 58.2 | PI3400-343 | 0 | 0 | 0 | 0 | 0 | 0 | 0 | 0 | 0 | 0 | 0 | [11 empty] | 227.1946
PI4800-453.1 |  |  | 0 | 0.059055 | 0 | 25 | 0.013 | 0 | 3.3828 | 18 | 453.333 | UNKN | Conduit | 18 | 1 |  | 0 | 107.6391 | 107.6391 | 0.0010764 | Estuary | 1 | FIXED | 84 | CC0300-13140 | 0 | 0.10368 | SUBURBS | 0 | 0 | 0 | 1 | Cond | 20 | 32.8084 | 1 | N | 0 |  | CIRC | ROAD | 0.7874 | Full | 0 | Other |  | 0.059055 | 0 | 25 | 0.013 | 0.5 | FIXED | 84.47 | PI4800-453 | 0 | 0 | 0 | 0 | 0 | 0 | 0 | 0 | 0 | 0 | 0 | [11 empty] | 453.3095
PI5805-622.1 |  |  | 0 | 0.059055 | 0 | 25 | 0.013 | 0 | 2.3643 | 18 | 533.1487 | UNKN | Conduit | 18 | 1 |  | 0 | 107.6391 | 107.6391 | 0.0010764 | Estuary | 0 | FIXED | 45.87 | PI5805-89 | 0 | 0.050643 | SUBURBS | 0 | 0 | 0 | 1 | Cond | 20 | 32.8084 | 1 | N | 0 |  | CIRC | ROAD | 0.7874 | Full | 0 | Other |  | 0.059055 | 0 | 25 | 0.013 | 0.27 | FIXED | 46.14 | PI5805-622 | 0 | 0 | 0 | 0 | 0 | 0 | 0 | 0 | 0 | 0 | 0 | [11 empty] | 533.1476
PI5502-287.1 |  |  | 0 | 0.059055 | 0 | 25 | 0.013 | 0 | 7.0974 | 18 | 287.0453 | UNKN | Conduit | 18 | 1 |  | 0 | 107.6391 | 107.6391 | 0.0010764 | Estuary | 0 | FIXED | 86.44 | PI5500-482 | 0 | 0.45637 | SUBURBS | 0 | 0 | 0 | 1 | Cond | 20 | 32.8084 | 1 | N | 0 |  | CIRC | ROAD | 0.7874 | Full | 0 | Other |  | 0.059055 | 0 | 25 | 0.013 | 0.5 | FIXED | 87.75 | PI5502-287 | 0 | 0 | 0 | 0 | 0 | 0 | 0 | 0 | 0 | 0 | 0 | [11 empty] | 287.0009
PI1000-719.1 |  |  | 0 | 0.059055 | 0 | 25 | 0.013 | 0 | 4.6692 | 18 | 97.3041 | UNKN | Conduit | 18 | 1 |  | 0 | 107.6391 | 107.6391 | 0.0010764 | Estuary | 0 | FIXED | 15.1787 | PI1000-622 | 0 | 0.19752 | SUBURBS | 0 | 0 | 0 | 1 | Cond | 20 | 32.8084 | 1 | N | 0 |  | CIRC | ROAD | 0.7874 | Full | 0 | Other |  | 0.059055 | 0 | 25 | 0.013 | 0.17 | FIXED | 15.3709 | PI1000-719 | 0 | 0 | 0 | 0 | 0 | 0 | 0 | 0 | 0 | 0 | 0 | [11 empty] | 97.298
PI3000-2851.1 |  |  | 0 | 0.059055 | 0 | 25 | 0.013 | 0 | 6.654 | 18 | 79.9946 | UNKN | Conduit | 18 | 1 |  | 0 | 107.6391 | 107.6391 | 0.0010764 | Estuary | 0 | FIXED | 54.6791 | PI3000-2771 | 0 | 0.40113 | SUBURBS | 0 | 0 | 0 | 1 | Cond | 20 | 32.8084 | 1 | N | 0 |  | CIRC | ROAD | 0.7874 | Full | 0 | Other |  | 0.059055 | 0 | 25 | 0.013 | 0.5 | FIXED | 55 | PI3000-2851 | 0 | 0 | 0 | 0 | 0 | 0 | 0 | 0 | 0 | 0 | 0 | [11 empty] | 79.9943
PI1400-1982.1 |  |  | 0 | 0.059055 | 0 | 25 | 0.013 | 0 | 5.2097 | 18 | 335.3131 | UNKN | Conduit | 18 | 1 |  | 0 | 107.6391 | 107.6391 | 0.0010764 | Estuary | 0 | FIXED | 31.4255 | PI1400-1647 | 0 | 0.2459 | SUBURBS | 0 | 0 | 0 | 1 | Cond | 20 | 32.8084 | 1 | N | 0 |  | CIRC | ROAD | 0.7874 | Full | 0 | Other |  | 0.059055 | 0 | 25 | 0.013 | 0.25 | FIXED | 32.25 | PI1400-1982 | 0 | 0 | 0 | 0 | 0 | 0 | 0 | 0 | 0 | 0 | 0 | [11 empty] | 335.3127
PI6605-541.1 |  |  | 0 | 0.059055 | 0 | 25 | 0.013 | 0 | 9.4686 | 18 | 476.4507 | UNKN | Conduit | 18 | 1 |  | 0 | 107.6391 | 107.6391 | 0.0010764 | Estuary | 0 | FIXED | 8.84 | PI6605-65 | 0 | 0.81226 | SUBURBS | 0 | 0 | 0 | 1 | Cond | 20 | 32.8084 | 1 | N | 0 |  | CIRC | ROAD | 0.7874 | Full | 0 | Other |  | 0.059055 | 0 | 25 | 0.013 | 0.17 | FIXED | 12.71 | PI6605-541 | 0 | 0 | 0 | 0 | 0 | 0 | 0 | 0 | 0 | 0 | 0 | [11 empty] | 476.4497
PI4303-260.1 |  |  | 0 | 0.059055 | 0 | 25 | 0.013 | 0 | 9.1853 | 18 | 260.34 | UNKN | Conduit | 18 | 1 |  | 0 | 107.6391 | 107.6391 | 0.0010764 | Estuary | 0 | FIXED | 83.39 | PI4300-3665 | 0 | 0.76439 | SUBURBS | 0 | 0 | 0 | 1 | Cond | 20 | 32.8084 | 1 | N | 0 |  | CIRC | ROAD | 0.7874 | Full | 0 | Other |  | 0.059055 | 0 | 25 | 0.013 | 0.17 | FIXED | 85.38 | PI4303-260 | 0 | 0 | 0 | 0 | 0 | 0 | 0 | 0 | 0 | 0 | 0 | [11 empty] | 260.3393
PI9002-77.1 |  |  | 0 | 0.059055 | 0 | 25 | 0.013 | 0 | 5.4863 | 18 | 22.0026 | UNKN | Conduit | 18 | 1 |  | 0 | 107.6391 | 107.6391 | 0.0010764 | Estuary | 0 | FIXED | 48.98 | PI9002-55 | 0 | 0.27269 | SUBURBS | 0 | 0 | 0 | 1 | Cond | 20 | 32.8084 | 1 | N | 0 |  | CIRC | ROAD | 0.7874 | Full | 0 | Other |  | 0.059055 | 0 | 25 | 0.013 | 0.5 | FIXED | 49.04 | PI9002-77 | 0 | 0 | 0 | 0 | 0 | 0 | 0 | 0 | 0 | 0 | 0 | [11 empty] | 22.0005
PI5500-1994.1 |  |  | 0 | 0.059055 | 0 | 25 | 0.013 | 0 | 0 | 18 | 127.1027 | UNKN | Conduit | 18 | 1 |  | 0 | 107.6391 | 107.6391 | 0.0010764 | Estuary | 0 | FIXED | 91.15 | PI5500-1867 | 0 | 0 | SUBURBS | 0 | 0 | 0 | 1 | Cond | 20 | 32.8084 | 1 | N | 0 |  | CIRC | ROAD | 0.7874 | Full | 0 | Other |  | 0.059055 | 0 | 25 | 0.013 | 0.17 | FIXED | 91.15 | PI5500-1994 | 0 | 0 | 0 | 0 | 0 | 0 | 0 | 0 | 0 | 0 | 0 | [11 empty] | 127.1025
PI0304-260.1 |  |  | 0 | 0.059055 | 0 | 25 | 0.013 | 0 | 7.1949 | 18 | 260.1294 | UNKN | Conduit | 18 | 1 |  | 0 | 107.6391 | 107.6391 | 0.0010764 | Estuary | 0 | FIXED | 21.12 | PI0300-9583 | 0 | 0.469 | SUBURBS | 0 | 0 | 0 | 1 | Cond | 20 | 32.8084 | 1 | N | 0 |  | CIRC | ROAD | 0.7874 | Full | 0 | Other |  | 0.059055 | 0 | 25 | 0.013 | 0.18 | FIXED | 22.34 | PI0304-260 | 0 | 0 | 0 | 0 | 0 | 0 | 0 | 0 | 0 | 0 | 0 | [11 empty] | 260.0596
PI5200-547.1 |  |  | 0 | 0.059055 | 0 | 25 | 0.013 | 0 | 5.2507 | 18 | 464.4139 | UNKN | Conduit | 18 | 1 |  | 0 | 107.6391 | 107.6391 | 0.0010764 | Estuary | 0 | FIXED | 122.95 | PI5200-83 | 0 | 0.24978 | SUBURBS | 0 | 0 | 0 | 1 | Cond | 20 | 32.8084 | 1 | N | 0 |  | CIRC | ROAD | 0.7874 | Full | 0 | Other |  | 0.059055 | 0 | 25 | 0.013 | 0.61 | FIXED | 124.11 | PI5200-547 | 0 | 0 | 0 | 0 | 0 | 0 | 0 | 0 | 0 | 0 | 0 | [11 empty] | 464.4128
PI0600-2343.1 |  |  | 0 | 0.059055 | 0 | 25 | 0.013 | 0 | 3.7505 | 18 | 376.6489 | UNKN | Conduit | 18 | 1 |  | 0 | 107.6391 | 107.6391 | 0.0010764 | Estuary | 0 | FIXED | 43.6 | PI0600-1967 | 0 | 0.12744 | SUBURBS | 0 | 0 | 0 | 1 | Cond | 20 | 32.8084 | 1 | N | 0 |  | CIRC | ROAD | 0.7874 | Full | 0 | Other |  | 0.059055 | 0 | 25 | 0.013 | 0.25 | FIXED | 44.08 | PI0600-2343 | 0 | 0 | 0 | 0 | 0 | 0 | 0 | 0 | 0 | 0 | 0 | [11 empty] | 376.637
PI0600-1967.1 |  |  | 0 | 0.059055 | 0 | 25 | 0.013 | 0 | 3.4637 | 18 | 230.0001 | UNKN | Conduit | 18 | 1 |  | 0 | 107.6391 | 107.6391 | 0.0010764 | Estuary | 0 | FIXED | 43.35 | PI0600-1737 | 0 | 0.1087 | SUBURBS | 0 | 0 | 0 | 1 | Cond | 20 | 32.8084 | 1 | N | 0 |  | CIRC | ROAD | 0.7874 | Full | 0 | Other |  | 0.059055 | 0 | 25 | 0.013 | 0.17 | FIXED | 43.6 | PI0600-1967 | 0 | 0 | 0 | 0 | 0 | 0 | 0 | 0 | 0 | 0 | 0 | [11 empty] | 229.9872
PI5804-740.1 |  |  | 0 | 0.059055 | 0 | 25 | 0.013 | 0 | 10.4909 | 18 | 192.5542 | UNKN | Conduit | 18 | 1 |  | 0 | 107.6391 | 107.6391 | 0.0010764 | Estuary | 0 | FIXED | 45.86 | PI5804-548 | 0 | 0.24928 | SUBURBS | 0 | 0 | 0 | 1 | Cond | 20 | 32.8084 | 2 | N | 0 |  | CIRC | ROAD | 0.7874 | Full | 0 | Other |  | 0.059055 | 0 | 25 | 0.013 | 0.5 | FIXED | 46.34 | PI5804-740 | 0 | 0 | 0 | 0 | 0 | 0 | 0 | 0 | 0 | 0 | 0 | [11 empty] | 192.5416
PI5804-548.1 |  |  | 0 | 0.059055 | 0 | 25 | 0.013 | 0 | 11.2748 | 18 | 298.6864 | UNKN | Conduit | 18 | 1 |  | 0 | 107.6391 | 107.6391 | 0.0010764 | Estuary | 0 | FIXED | 45 | PI5804-249 | 0 | 0.28793 | SUBURBS | 0 | 0 | 0 | 1 | Cond | 20 | 32.8084 | 2 | N | 0 |  | CIRC | ROAD | 0.7874 | Full | 0 | Other |  | 0.059055 | 0 | 25 | 0.013 | 0.5 | FIXED | 45.86 | PI5804-548 | 0 | 0 | 0 | 0 | 0 | 0 | 0 | 0 | 0 | 0 | 0 | [11 empty] | 298.6973
PI580401-72.1 |  |  | 0 | 0.059055 | 0 | 25 | 0.013 | 0 | 9.5403 | 18 | 71.55 | UNKN | Conduit | 18 | 1 |  | 0 | 107.6391 | 107.6391 | 0.0010764 | Estuary | 0 | FIXED | 45 | PI5804-249 | 0 | 0.8246 | SUBURBS | 0 | 0 | 0 | 1 | Cond | 20 | 32.8084 | 1 | N | 0 |  | CIRC | ROAD | 0.7874 | Full | 0 | Other |  | 0.059055 | 0 | 25 | 0.013 | 0.17 | FIXED | 45.59 | PI580401-72 | 0 | 0 | 0 | 0 | 0 | 0 | 0 | 0 | 0 | 0 | 0 | [11 empty] | 71.5542
PI5805-89.1 |  |  | 0 | 0.059055 | 0 | 25 | 0.013 | 0 | 11.6799 | 18 | 89.0001 | UNKN | Conduit | 18 | 1 |  | 0 | 107.6391 | 107.6391 | 0.0010764 | Estuary | 0 | FIXED | 44.77 | PI5800-1805 | 0 | 1.236 | SUBURBS | 0 | 0 | 0 | 1 | Cond | 20 | 32.8084 | 1 | N | 0 |  | CIRC | ROAD | 0.7874 | Full | 0 | Other |  | 0.059055 | 0 | 25 | 0.013 | 0.22 | FIXED | 45.87 | PI5805-89 | 0 | 0 | 0 | 0 | 0 | 0 | 0 | 0 | 0 | 0 | 0 | [11 empty] | 89.0005
PI5805-1164.1 |  |  | 0 | 0.059055 | 0 | 25 | 0.013 | 0 | 5.2625 | 18 | 542.0454 | UNKN | Conduit | 18 | 1 |  | 0 | 107.6391 | 107.6391 | 0.0010764 | Estuary | 0 | FIXED | 46.14 | PI5805-622 | 0 | 0.2509 | SUBURBS | 0 | 0 | 0 | 1 | Cond | 20 | 32.8084 | 1 | N | 0 |  | CIRC | ROAD | 0.7874 | Full | 0 | Other |  | 0.059055 | 0 | 25 | 0.013 | 0.5 | FIXED | 47.5 | PI5805-1164 | 0 | 0 | 0 | 0 | 0 | 0 | 0 | 0 | 0 | 0 | 0 | [11 empty] | 541.9823
PI5812-83.1 |  |  | 0 | 0.059055 | 0 | 25 | 0.013 | 0 | 18.5309 | 18 | 83.25 | UNKN | Conduit | 18 | 1 |  | 0 | 107.6391 | 107.6391 | 0.0010764 | Estuary | 0 | FIXED | 46.17 | PI5800-2991 | 0 | 3.1111 | SUBURBS | 0 | 0 | 0 | 1 | Cond | 20 | 32.8084 | 1 | N | 0 |  | CIRC | ROAD | 0.7874 | Full | 0 | Other |  | 0.059055 | 0 | 25 | 0.013 | 0.5 | FIXED | 48.76 | PI5812-83 | 0 | 0 | 0 | 0 | 0 | 0 | 0 | 0 | 0 | 0 | 0 | [11 empty] | 83.2504
PI1500-6785.1 |  |  | 0 | 0.059055 | 0 | 25 | 0.013 | 0 | 11.2502 | 24 | 230.5401 | UNKN | Conduit | 24 | 1 |  | 0 | 107.6391 | 107.6391 | 0.0010764 | Estuary | 0 | FIXED | 51.04 | PI1500-6555 | 0 | 0.24725 | SUBURBS | 0 | 0 | 0 | 1 | Cond | 20 | 32.8084 | 1 | N | 0 |  | CIRC | ROAD | 0.7874 | Full | 0 | Other |  | 0.059055 | 0 | 25 | 0.013 | 0.29 | FIXED | 51.61 | PI1500-6785 | 0 | 0 | 0 | 0 | 0 | 0 | 0 | 0 | 0 | 0 | 0 | [11 empty] | 230.0011
PI1500-6382.1 |  |  | 0 | 0.059055 | 0 | 25 | 0.013 | 0 | 5.6216 | 18 | 108.2748 | UNKN | Conduit | 18 | 1 |  | 0 | 107.6391 | 107.6391 | 0.0010764 | Estuary | 0 | FIXED | 49.91 | PI1500-6274 | 0 | 0.28631 | SUBURBS | 0 | 0 | 0 | 1 | Cond | 20 | 32.8084 | 1 | N | 0 |  | CIRC | ROAD | 0.7874 | Full | 0 | Other |  | 0.059055 | 0 | 25 | 0.013 | 0.27 | FIXED | 50.22 | PI1500-6382 | 0 | 0 | 0 | 0 | 0 | 0 | 0 | 0 | 0 | 0 | 0 | [11 empty] | 108.2752
PI3804-499.1 |  |  | 0 | 0.059055 | 0 | 25 | 0.013 | 0 | 5.5115 | 18 | 499.1626 | UNKN | Conduit | 18 | 1 |  | 0 | 107.6391 | 107.6391 | 0.0010764 | Estuary | 0 | FIXED | 63.6263 | PI3800-2319 | 0 | 0.27521 | SUBURBS | 0 | 0 | 0 | 1 | Cond | 20 | 32.8084 | 1 | N | 0 |  | CIRC | ROAD | 0.7874 | Full | 0 | Other |  | 0.059055 | 0 | 25 | 0.013 | 0.5 | FIXED | 65 | PI3804-499 | 0 | 0 | 0 | 0 | 0 | 0 | 0 | 0 | 0 | 0 | 0 | [11 empty] | 499.1615
PI1102-138.1 |  |  | 0 | 0.059055 | 0 | 25 | 0.013 | 0 | 5.2891 | 18 | 138.0961 | UNKN | Conduit | 18 | 1 |  | 0 | 107.6391 | 107.6391 | 0.0010764 | Estuary | 0 | FIXED | 17.12 | PI1100-375 | 0 | 0.25345 | SUBURBS | 0 | 0 | 0 | 1 | Cond | 20 | 32.8084 | 1 | N | 0 |  | CIRC | ROAD | 0.7874 | Full | 0 | Other |  | 0.059055 | 0 | 25 | 0.013 | 0.25 | FIXED | 17.47 | PI1102-138 | 0 | 0 | 0 | 0 | 0 | 0 | 0 | 0 | 0 | 0 | 0 | [11 empty] | 138.0955
PI030302-368.1 |  |  | 0 | 0.059055 | 0 | 25 | 0.013 | 0 | 5.2165 | 18 | 77.0687 | UNKN | Conduit | 18 | 1 |  | 0 | 107.6391 | 107.6391 | 0.0010764 | Estuary | 0 | FIXED | 24.97 | PI030302-291 | 0 | 0.24653 | SUBURBS | 0 | 0 | 0 | 1 | Cond | 20 | 32.8084 | 1 | N | 0 |  | CIRC | ROAD | 0.7874 | Full | 0 | Other |  | 0.059055 | 0 | 25 | 0.013 | 0.51 | FIXED | 25.16 | PI030302-368 | 0 | 0 | 0 | 0 | 0 | 0 | 0 | 0 | 0 | 0 | 0 | [11 empty] | 77.069
PI030302-238.1 |  |  | 0 | 0.059055 | 0 | 25 | 0.013 | 0 | 4.41 | 18 | 238.374 | UNKN | Conduit | 18 | 1 |  | 0 | 107.6391 | 107.6391 | 0.0010764 | Estuary | 0 | FIXED | 24.47 | PI0303-539 | 0 | 0.17619 | SUBURBS | 0 | 0 | 0 | 1 | Cond | 20 | 32.8084 | 1 | N | 0 |  | CIRC | ROAD | 0.7874 | Full | 0 | Other |  | 0.059055 | 0 | 25 | 0.013 | 0.5 | FIXED | 24.89 | PI030302-238 | 0 | 0 | 0 | 0 | 0 | 0 | 0 | 0 | 0 | 0 | 0 | [11 empty] | 238.3731
PI0303-539.1 |  |  | 0 | 0.059055 | 0 | 25 | 0.013 | 0 | 8.5298 | 18 | 538.5569 | UNKN | Conduit | 18 | 1 |  | 0 | 107.6391 | 107.6391 | 0.0010764 | Estuary | 0 | FIXED | 20.92 | PI0300-9285 | 0 | 0.65917 | SUBURBS | 0 | 0 | 0 | 1 | Cond | 20 | 32.8084 | 1 | N | 0 |  | CIRC | ROAD | 0.7874 | Full | 0 | Other |  | 0.059055 | 0 | 25 | 0.013 | 0.72 | FIXED | 24.47 | PI0303-539 | 0 | 0 | 0 | 0 | 0 | 0 | 0 | 0 | 0 | 0 | 0 | [11 empty] | 538.5555
PI030302-291.1 |  |  | 0 | 0.059055 | 0 | 25 | 0.013 | 0 | 4.1036 | 18 | 52.4372 | UNKN | Conduit | 18 | 1 |  | 0 | 107.6391 | 107.6391 | 0.0010764 | Estuary | 0 | FIXED | 24.89 | PI030302-238 | 0 | 0.15256 | SUBURBS | 0 | 0 | 0 | 1 | Cond | 20 | 32.8084 | 1 | N | 0 |  | CIRC | ROAD | 0.7874 | Full | 0 | Other |  | 0.059055 | 0 | 25 | 0.013 | 0.17 | FIXED | 24.97 | PI030302-291 | 0 | 0 | 0 | 0 | 0 | 0 | 0 | 0 | 0 | 0 | 0 | [11 empty] | 52.437
PI3700-2510.1 |  |  | 0 | 0.059055 | 0 | 25 | 0.013 | 0 | 5.2532 | 18 | 257.982 | UNKN | Conduit | 18 | 1 |  | 0 | 107.6391 | 107.6391 | 0.0010764 | Estuary | 0 | FIXED | 62.81 | PI3700-2252 | 0 | 0.25002 | SUBURBS | 0 | 0 | 0 | 1 | Cond | 20 | 32.8084 | 1 | N | 0 |  | CIRC | ROAD | 0.7874 | Full | 0 | Other |  | 0.059055 | 0 | 25 | 0.013 | 0.83 | FIXED | 63.455 | PI3700-2510 | 0 | 0 | 0 | 0 | 0 | 0 | 0 | 0 | 0 | 0 | 0 | [11 empty] | 257.982
PI3000-2771.1 |  |  | 0 | 0.059055 | 0 | 25 | 0.013 | 0 | 6.654 | 18 | 381.4052 | UNKN | Conduit | 18 | 1 |  | 0 | 107.6391 | 107.6391 | 0.0010764 | Estuary | 0 | FIXED | 53.1492 | PI3000-2390 | 0 | 0.40113 | SUBURBS | 0 | 0 | 0 | 1 | Cond | 20 | 32.8084 | 1 | N | 0 |  | CIRC | ROAD | 0.7874 | Full | 0 | Other |  | 0.059055 | 0 | 25 | 0.013 | 0.75 | FIXED | 54.6791 | PI3000-2771 | 0 | 0 | 0 | 0 | 0 | 0 | 0 | 0 | 0 | 0 | 0 | [11 empty] | 381.4045
PI3000-2390.1 |  |  | 0 | 0.059055 | 0 | 25 | 0.013 | 0 | 6.654 | 18 | 161.5705 | UNKN | Conduit | 18 | 1 |  | 0 | 107.6391 | 107.6391 | 0.0010764 | Estuary | 0 | FIXED | 52.5011 | PI3000-2228 | 0 | 0.40113 | SUBURBS | 0 | 0 | 0 | 1 | Cond | 20 | 32.8084 | 1 | N | 0 |  | CIRC | ROAD | 0.7874 | Full | 0 | Other |  | 0.059055 | 0 | 25 | 0.013 | 0.76 | FIXED | 53.1492 | PI3000-2390 | 0 | 0 | 0 | 0 | 0 | 0 | 0 | 0 | 0 | 0 | 0 | [11 empty] | 161.5696
PI2700-356.1 |  |  | 0 | 0.059055 | 0 | 25 | 0.013 | 0 | 11.2374 | 18 | 357.5638 | UNKN | Conduit | 18 | 1 |  | 0 | 107.6391 | 107.6391 | 0.0010764 | Estuary | 1 | FIXED | 41.72 | CC0300-2826 | 0 | 1.1441 | SUBURBS | 0 | 0 | 0 | 1 | Cond | 20 | 32.8084 | 1 | N | 0 |  | CIRC | ROAD | 0.7874 | Full | 0 | Other |  | 0.059055 | 0 | 25 | 0.013 | 0.67 | FIXED | 45.8108 | PI2700-356 | 0 | 0 | 0 | 0 | 0 | 0 | 0 | 0 | 0 | 0 | 0 | [11 empty] | 356.4076
PI6600-6507.1 |  |  | 0 | 0.059055 | 0 | 25 | 0.013 | 0 | -5.7766 | 18 | 317.5416 | UNKN | Conduit | 18 | 1 |  | 0 | 107.6391 | 107.6391 | 0.0010764 | Estuary | 0 | FIXED | 16.96 | PI6600-6190 | 0 | -0.30232 | SUBURBS | 0 | 0 | 0 | 1 | Cond | 20 | 32.8084 | 1 | N | 0 |  | CIRC | ROAD | 0.7874 | Full | 0 | Other |  | 0.059055 | 0 | 25 | 0.013 | 0.5 | FIXED | 16 | PI6600-6507 | 0 | 0 | 0 | 0 | 0 | 0 | 0 | 0 | 0 | 0 | 0 | [11 empty] | 317.5416
PI1003-93.1 |  |  | 0 | 0.059055 | 0 | 25 | 0.013 | 0 | 7.2327 | 12 | 97.8289 | UNKN | Conduit | 12 | 1 |  | 0 | 107.6391 | 107.6391 | 0.0010764 | Estuary | 0 | FIXED | 13.97 | PI1000-15 | 0 | 4.1194 | SUBURBS | 0 | 0 | 0 | 1 | Cond | 20 | 32.8084 | 1 | N | 0 |  | CIRC | ROAD | 0.7874 | Full | 0 | Other |  | 0.059055 | 0 | 25 | 0.013 | 0.5 | FIXED | 18 | PI1003-93 | 0 | 0 | 0 | 0 | 0 | 0 | 0 | 0 | 0 | 0 | 0 | [11 empty] | 93.3137
PI1001-23.1 |  |  | 0 | 0.059055 | 0 | 25 | 0.013 | 0 | 15.8972 | 12 | 29.1944 | UNKN | Conduit | 12 | 1 |  | 0 | 107.6391 | 107.6391 | 0.0010764 | Estuary | 1 | FIXED | 13.19 | PI1000-0 | 0 | 19.9011 | SUBURBS | 0 | 0 | 0 | 1 | Cond | 20 | 32.8084 | 1 | N | 0 |  | CIRC | ROAD | 0.7874 | Full | 0 | Other |  | 0.059055 | 0 | 25 | 0.013 | 0.5 | FIXED | 19 | PI1001-23 | 0 | 0 | 0 | 0 | 0 | 0 | 0 | 0 | 0 | 0 | 0 | [11 empty] | 23.4067
PI1004-244.1 |  |  | 0 | 0.059055 | 0 | 25 | 0.013 | 0 | 4.76 | 18 | 243.5758 | UNKN | Conduit | 18 | 1 |  | 0 | 107.6391 | 107.6391 | 0.0010764 | Estuary | 0 | FIXED | 16.5 | PI1000-1300 | 0 | 0.20527 | SUBURBS | 0 | 0 | 0 | 1 | Cond | 20 | 32.8084 | 1 | N | 0 |  | CIRC | ROAD | 0.7874 | Full | 0 | Other |  | 0.059055 | 0 | 25 | 0.013 | 0.5 | FIXED | 17 | PI1004-244 | 0 | 0 | 0 | 0 | 0 | 0 | 0 | 0 | 0 | 0 | 0 | [11 empty] | 243.5758
PI1000-953.1 |  |  | 0 | 0.059055 | 0 | 25 | 0.013 | 0 | 4.6692 | 18 | 234.2469 | UNKN | Conduit | 18 | 1 |  | 0 | 107.6391 | 107.6391 | 0.0010764 | Estuary | 0 | FIXED | 15.3709 | PI1000-719 | 0 | 0.19752 | SUBURBS | 0 | 0 | 0 | 1 | Cond | 20 | 32.8084 | 1 | N | 0 |  | CIRC | ROAD | 0.7874 | Full | 0 | Other |  | 0.059055 | 0 | 25 | 0.013 | 0.17 | FIXED | 15.8336 | PI1000-953 | 0 | 0 | 0 | 0 | 0 | 0 | 0 | 0 | 0 | 0 | 0 | [11 empty] | 234.2063
PI1006-305.1 |  |  | 0 | 0.059055 | 0 | 25 | 0.013 | 0 | 4.6576 | 18 | 305.2789 | UNKN | Conduit | 18 | 1 |  | 0 | 107.6391 | 107.6391 | 0.0010764 | Estuary | 0 | FIXED | 19 | PI1000-1964 | 0 | 0.19654 | SUBURBS | 0 | 0 | 0 | 1 | Cond | 20 | 32.8084 | 1 | N | 0 |  | CIRC | ROAD | 0.7874 | Full | 0 | Other |  | 0.059055 | 0 | 25 | 0.013 | 0.17 | FIXED | 19.6 | PI1006-305 | 0 | 0 | 0 | 0 | 0 | 0 | 0 | 0 | 0 | 0 | 0 | [11 empty] | 305.2658
PI1000-2198.1 |  |  | 0 | 0.059055 | 0 | 25 | 0.013 | 0 | 5.7169 | 18 | 203.5138 | UNKN | Conduit | 18 | 1 |  | 0 | 107.6391 | 107.6391 | 0.0010764 | Estuary | 0 | FIXED | 18.5737 | PI1000-1994 | 0 | 0.29611 | SUBURBS | 0 | 0 | 0 | 1 | Cond | 20 | 32.8084 | 1 | N | 0 |  | CIRC | ROAD | 0.7874 | Full | 0 | Other |  | 0.059055 | 0 | 25 | 0.013 | 0.25 | FIXED | 19.1763 | PI1000-2198 | 0 | 0 | 0 | 0 | 0 | 0 | 0 | 0 | 0 | 0 | 0 | [11 empty] | 203.5132
PI1006-555.1 |  |  | 0 | 0.059055 | 0 | 25 | 0.013 | 0 | 6.3038 | 18 | 249.9859 | UNKN | Conduit | 18 | 1 |  | 0 | 107.6391 | 107.6391 | 0.0010764 | Estuary | 0 | FIXED | 19.6 | PI1006-305 | 0 | 0.36002 | SUBURBS | 0 | 0 | 0 | 1 | Cond | 20 | 32.8084 | 1 | N | 0 |  | CIRC | ROAD | 0.7874 | Full | 0 | Other |  | 0.059055 | 0 | 25 | 0.013 | 0.5 | FIXED | 20.5 | PI1006-555 | 0 | 0 | 0 | 0 | 0 | 0 | 0 | 0 | 0 | 0 | 0 | [11 empty] | 249.9851
PI6600-6190.1 |  |  | 0 | 0.059055 | 0 | 25 | 0.013 | 0 | 5.2652 | 18 | 222.9126 | UNKN | Conduit | 18 | 1 |  | 0 | 107.6391 | 107.6391 | 0.0010764 | Estuary | 0 | FIXED | 16.4 | PI6600-5967 | 0 | 0.25117 | SUBURBS | 0 | 0 | 0 | 1 | Cond | 20 | 32.8084 | 1 | N | 0 |  | CIRC | ROAD | 0.7874 | Full | 0 | Other |  | 0.059055 | 0 | 25 | 0.013 | 0.18 | FIXED | 16.9599 | PI6600-6190 | 0 | 0 | 0 | 0 | 0 | 0 | 0 | 0 | 0 | 0 | 0 | [11 empty] | 222.9117
PI1005-547.1 |  |  | 0 | 0.059055 | 0 | 25 | 0.013 | 0 | 4.8166 | 18 | 288.123 | UNKN | Conduit | 18 | 1 |  | 0 | 107.6391 | 107.6391 | 0.0010764 | Estuary | 0 | FIXED | 17.3944 | PI1005-259 | 0 | 0.21018 | SUBURBS | 0 | 0 | 0 | 1 | Cond | 20 | 32.8084 | 1 | N | 0 |  | CIRC | ROAD | 0.7874 | Full | 0 | Other |  | 0.059055 | 0 | 25 | 0.013 | 0.5 | FIXED | 18 | PI1005-547 | 0 | 0 | 0 | 0 | 0 | 0 | 0 | 0 | 0 | 0 | 0 | [11 empty] | 288.1225
PI1000-1300.1 |  |  | 0 | 0.059055 | 0 | 25 | 0.013 | 0 | 4.6692 | 18 | 346.9244 | UNKN | Conduit | 18 | 1 |  | 0 | 107.6391 | 107.6391 | 0.0010764 | Estuary | 0 | FIXED | 15.8336 | PI1000-953 | 0 | 0.19752 | SUBURBS | 0 | 0 | 0 | 1 | Cond | 20 | 32.8084 | 1 | N | 0 |  | CIRC | ROAD | 0.7874 | Full | 0 | Other |  | 0.059055 | 0 | 25 | 0.013 | 0.26 | FIXED | 16.5189 | PI1000-1300 | 0 | 0 | 0 | 0 | 0 | 0 | 0 | 0 | 0 | 0 | 0 | [11 empty] | 346.8561
PI1000-622.1 |  |  | 0 | 0.059055 | 0 | 25 | 0.013 | 0 | 10.0555 | 24 | 611.9547 | UNKN | Conduit | 24 | 1 |  | 0 | 107.6391 | 107.6391 | 0.0010764 | Estuary | 0 | FIXED | 13.97 | PI1000-15 | 0 | 0.19752 | SUBURBS | 0 | 0 | 0 | 1 | Cond | 20 | 32.8084 | 1 | N | 0 |  | CIRC | ROAD | 0.7874 | Full | 0 | Other |  | 0.059055 | 0 | 25 | 0.013 | 0.25 | FIXED | 15.1787 | PI1000-622 | 0 | 0 | 0 | 0 | 0 | 0 | 0 | 0 | 0 | 0 | 0 | [11 empty] | 607.2786
PI1105-1032.1 |  |  | 0 | 0.059055 | 0 | 25 | 0.013 | 0 | 4.6717 | 18 | 318.6144 | UNKN | Conduit | 18 | 1 |  | 0 | 107.6391 | 107.6391 | 0.0010764 | Estuary | 0 | FIXED | 23.85 | PI1105-714 | 0 | 0.19773 | SUBURBS | 0 | 0 | 0 | 1 | Cond | 20 | 32.8084 | 1 | N | 0 |  | CIRC | ROAD | 0.7874 | Full | 0 | Other |  | 0.059055 | 0 | 25 | 0.013 | 0.5 | FIXED | 24.48 | PI1105-1032 | 0 | 0 | 0 | 0 | 0 | 0 | 0 | 0 | 0 | 0 | 0 | [11 empty] | 318.5938
PI2700-394.1 |  |  | 0 | 0.059055 | 0 | 25 | 0.013 | 0 | 7.4765 | 18 | 37.3549 | UNKN | Conduit | 18 | 1 |  | 0 | 107.6391 | 107.6391 | 0.0010764 | Estuary | 0 | FIXED | 45.8108 | PI2700-356 | 0 | 0.50643 | SUBURBS | 0 | 0 | 0 | 1 | Cond | 20 | 32.8084 | 1 | N | 0 |  | CIRC | ROAD | 0.7874 | Full | 0 | Other |  | 0.059055 | 0 | 25 | 0.013 | 0.5 | FIXED | 46 | PI2700-394 | 0 | 0 | 0 | 0 | 0 | 0 | 0 | 0 | 0 | 0 | 0 | [11 empty] | 37.3541
PI660101-21.1 |  |  | 0 | 0.059055 | 0 | 25 | 0.013 | 0 | 5.1265 | 18 | 20.9995 | UNKN | Conduit | 18 | 1 |  | 0 | 107.6391 | 107.6391 | 0.0010764 | Estuary | 0 | FIXED | 7.16 | PI6601-112 | 0 | 0.2381 | SUBURBS | 0 | 0 | 0 | 1 | Cond | 20 | 32.8084 | 1 | N | 0 |  | CIRC | ROAD | 0.7874 | Full | 0 | Other |  | 0.059055 | 0 | 25 | 0.013 | 0.17 | FIXED | 7.21 | PI660101-21 | 0 | 0 | 0 | 0 | 0 | 0 | 0 | 0 | 0 | 0 | 0 | [11 empty] | 20.9992
PI6601-112.1 |  |  | 0 | 0.059055 | 0 | 25 | 0.013 | 0 | 8.2578 | 18 | 111.6871 | UNKN | Conduit | 18 | 1 |  | 0 | 107.6391 | 107.6391 | 0.0010764 | Estuary | 0 | FIXED | 6.47 | PI6600-462 | 0 | 0.6178 | SUBURBS | 0 | 0 | 0 | 1 | Cond | 20 | 32.8084 | 1 | N | 0 |  | CIRC | ROAD | 0.7874 | Full | 0 | Other |  | 0.059055 | 0 | 25 | 0.013 | 0.18 | FIXED | 7.16 | PI6601-112 | 0 | 0 | 0 | 0 | 0 | 0 | 0 | 0 | 0 | 0 | 0 | [11 empty] | 111.6874
PI6601-414.1 |  |  | 0 | 0.059055 | 0 | 25 | 0.013 | 0 | 4.0081 | 18 | 302.3116 | UNKN | Conduit | 18 | 1 |  | 0 | 107.6391 | 107.6391 | 0.0010764 | Estuary | 0 | FIXED | 7.16 | PI6601-112 | 0 | 0.14555 | SUBURBS | 0 | 0 | 0 | 1 | Cond | 20 | 32.8084 | 1 | N | 0 |  | CIRC | ROAD | 0.7874 | Full | 0 | Other |  | 0.059055 | 0 | 25 | 0.013 | 0.5 | FIXED | 7.6 | PI6601-414 | 0 | 0 | 0 | 0 | 0 | 0 | 0 | 0 | 0 | 0 | 0 | [11 empty] | 302.3101
PI6601-698.1 |  |  | 0 | 0.059055 | 0 | 25 | 0.013 | 0 | 3.8932 | 18 | 284.0124 | UNKN | Conduit | 18 | 1 |  | 0 | 107.6391 | 107.6391 | 0.0010764 | Estuary | 0 | FIXED | 7.6 | PI6601-414 | 0 | 0.13732 | SUBURBS | 0 | 0 | 0 | 1 | Cond | 20 | 32.8084 | 1 | N | 0 |  | CIRC | ROAD | 0.7874 | Full | 0 | Other |  | 0.059055 | 0 | 25 | 0.013 | 0.25 | FIXED | 7.99 | PI6601-698 | 0 | 0 | 0 | 0 | 0 | 0 | 0 | 0 | 0 | 0 | 0 | [11 empty] | 284.0117
PI660102-22.1 |  |  | 0 | 0.059055 | 0 | 25 | 0.013 | 0 | 5.0502 | 18 | 21.6389 | UNKN | Conduit | 18 | 1 |  | 0 | 107.6391 | 107.6391 | 0.0010764 | Estuary | 0 | FIXED | 7.99 | PI6601-698 | 0 | 0.23107 | SUBURBS | 0 | 0 | 0 | 1 | Cond | 20 | 32.8084 | 1 | N | 0 |  | CIRC | ROAD | 0.7874 | Full | 0 | Other |  | 0.059055 | 0 | 25 | 0.013 | 0.59 | FIXED | 8.04 | PI660102-22 | 0 | 0 | 0 | 0 | 0 | 0 | 0 | 0 | 0 | 0 | 0 | [11 empty] | 21.6388
PI1501-1687.1 |  |  | 0 | 0.059055 | 0 | 25 | 0.013 | 0 | 7.4031 | 18 | 269.5338 | UNKN | Conduit | 18 | 1 |  | 0 | 107.6391 | 107.6391 | 0.0010764 | Estuary | 0 | FIXED | 35.5 | PI1501-1417 | 0 | 0.49653 | SUBURBS | 0 | 0 | 0 | 1 | Cond | 20 | 32.8084 | 1 | N | 0 |  | CIRC | ROAD | 0.7874 | Full | 0 | Other |  | 0.059055 | 0 | 25 | 0.013 | 0.5 | FIXED | 36.8383 | PI1501-1687 | 0 | 0 | 0 | 0 | 0 | 0 | 0 | 0 | 0 | 0 | 0 | [11 empty] | 269.5337
PI1501-2803.1 |  |  | 0 | 0.059055 | 0 | 25 | 0.013 | 0 | 5.7266 | 18 | 574.1709 | UNKN | Conduit | 18 | 1 |  | 0 | 107.6391 | 107.6391 | 0.0010764 | Estuary | 0 | FIXED | 38.4483 | PI1501-2229 | 0 | 0.29711 | SUBURBS | 0 | 0 | 0 | 1 | Cond | 20 | 32.8084 | 1 | N | 0 |  | CIRC | ROAD | 0.7874 | Full | 0 | Other |  | 0.059055 | 0 | 25 | 0.013 | 0.5 | FIXED | 40.1542 | PI1501-2803 | 0 | 0 | 0 | 0 | 0 | 0 | 0 | 0 | 0 | 0 | 0 | [11 empty] | 574.1697
PI8000-4377.1 |  |  | 0 | 0.059055 | 0 | 25 | 0.013 | 0 | 5.2537 | 18 | 323.9132 | UNKN | Conduit | 18 | 1 |  | 0 | 107.6391 | 107.6391 | 0.0010764 | Estuary | 0 | FIXED | 51.29 | PI8000-4053 | 0 | 0.25007 | SUBURBS | 0 | 0 | 0 | 1 | Cond | 20 | 32.8084 | 1 | N | 0 |  | CIRC | ROAD | 0.7874 | Full | 0 | Other |  | 0.059055 | 0 | 25 | 0.013 | 0.25 | FIXED | 52.1 | PI8000-4377 | 0 | 0 | 0 | 0 | 0 | 0 | 0 | 0 | 0 | 0 | 0 | [11 empty] | 323.9134
PI8000-8277.1 |  |  | 0 | 0.059055 | 0 | 25 | 0.013 | 0 | 6.6622 | 18 | 1020.0664 | UNKN | Conduit | 18 | 1 |  | 0 | 107.6391 | 107.6391 | 0.0010764 | Estuary | 0 | FIXED | 63.8981 | PI8000-7257 | 0 | 0.40213 | SUBURBS | 0 | 0 | 0 | 1 | Cond | 20 | 32.8084 | 1 | N | 0 |  | CIRC | ROAD | 0.7874 | Full | 0 | Other |  | 0.059055 | 0 | 25 | 0.013 | 0.5 | FIXED | 68 | PI8000-8277 | 0 | 0 | 0 | 0 | 0 | 0 | 0 | 0 | 0 | 0 | 0 | [11 empty] | 1020.0643
PI2000-458.1 |  |  | 0 | 0.059055 | 0 | 25 | 0.013 | 0 | 5.0657 | 18 | 150.9999 | UNKN | Conduit | 18 | 1 |  | 0 | 107.6391 | 107.6391 | 0.0010764 | Estuary | 0 | FIXED | 25.1607 | PI2000-307 | 0 | 0.23248 | SUBURBS | 0 | 0 | 0 | 1 | Cond | 20 | 32.8084 | 1 | N | 0 |  | CIRC | ROAD | 0.7874 | Full | 0 | Other |  | 0.059055 | 0 | 25 | 0.013 | 0.17 | FIXED | 25.5118 | PI2000-458 | 0 | 0 | 0 | 0 | 0 | 0 | 0 | 0 | 0 | 0 | 0 | [11 empty] | 150.9991
PI2000-307.1 |  |  | 0 | 0.059055 | 0 | 25 | 0.013 | 0 | 5.0657 | 18 | 78.2067 | UNKN | Conduit | 18 | 1 |  | 0 | 107.6391 | 107.6391 | 0.0010764 | Estuary | 0 | FIXED | 24.9789 | PI2000-229 | 0 | 0.23248 | SUBURBS | 0 | 0 | 0 | 1 | Cond | 20 | 32.8084 | 1 | N | 0 |  | CIRC | ROAD | 0.7874 | Full | 0 | Other |  | 0.059055 | 0 | 25 | 0.013 | 0.17 | FIXED | 25.1607 | PI2000-307 | 0 | 0 | 0 | 0 | 0 | 0 | 0 | 0 | 0 | 0 | 0 | [11 empty] | 78.1923
PI2000-668.1 |  |  | 0 | 0.059055 | 0 | 25 | 0.013 | 0 | 5.0657 | 18 | 209.9999 | UNKN | Conduit | 18 | 1 |  | 0 | 107.6391 | 107.6391 | 0.0010764 | Estuary | 0 | FIXED | 25.5118 | PI2000-458 | 0 | 0.23248 | SUBURBS | 0 | 0 | 0 | 1 | Cond | 20 | 32.8084 | 1 | N | 0 |  | CIRC | ROAD | 0.7874 | Full | 0 | Other |  | 0.059055 | 0 | 25 | 0.013 | 0.5 | FIXED | 26 | PI2000-668 | 0 | 0 | 0 | 0 | 0 | 0 | 0 | 0 | 0 | 0 | 0 | [11 empty] | 210
PI9400-2557.1 |  |  | 0 | 0.059055 | 0 | 25 | 0.013 | 0 | 4.7217 | 18 | 293.19 | UNKN | Conduit | 18 | 1 |  | 0 | 107.6391 | 107.6391 | 0.0010764 | Estuary | 0 | FIXED | 81.2617 | PI9400-2264 | 0 | 0.20199 | SUBURBS | 0 | 0 | 0 | 1 | Cond | 20 | 32.8084 | 1 | N | 0 |  | CIRC | ROAD | 0.7874 | Full | 0 | Other |  | 0.059055 | 0 | 25 | 0.013 | 0.7 | FIXED | 81.8539 | PI9400-2557 | 0 | 0 | 0 | 0 | 0 | 0 | 0 | 0 | 0 | 0 | 0 | [11 empty] | 293.1901
PI9401-43.1 |  |  | 0 | 0.059055 | 0 | 25 | 0.013 | 0 | 5.4459 | 18 | 42.5602 | UNKN | Conduit | 18 | 1 |  | 0 | 107.6391 | 107.6391 | 0.0010764 | Estuary | 0 | FIXED | 81.2617 | PI9400-2264 | 0 | 0.2687 | SUBURBS | 0 | 0 | 0 | 1 | Cond | 20 | 32.8084 | 1 | N | 0 |  | CIRC | ROAD | 0.7874 | Full | 0 | Other |  | 0.059055 | 0 | 25 | 0.013 | 0.4 | FIXED | 81.376 | PI9401-43 | 0 | 0 | 0 | 0 | 0 | 0 | 0 | 0 | 0 | 0 | 0 | [11 empty] | 42.5598
PI8400-391.1 |  |  | 0 | 0.059055 | 0 | 25 | 0.013 | 0 | 26.9585 | 36 | 300 | UNKN | Conduit | 36 | 1 |  | 0 | 107.6391 | 107.6391 | 0.0010764 | Estuary | 0 | FIXED | 19.55 | PI8400-90 | 0 | 0.16333 | SUBURBS | 0 | 0 | 0 | 1 | Cond | 20 | 32.8084 | 1 | N | 0 |  | CIRC | ROAD | 0.7874 | Full | 0 | Other |  | 0.059055 | 0 | 25 | 0.013 | 0.17 | FIXED | 20.04 | PI8400-391 | 0 | 0 | 0 | 0 | 0 | 0 | 0 | 0 | 0 | 0 | 0 | [11 empty] | 301.0301
PI2300-1380.1 |  |  | 0 | 0.059055 | 0 | 25 | 0.013 | 0 | 6.7399 | 21 | 359.3525 | UNKN | Conduit | 21 | 1 |  | 0 | 107.6391 | 107.6391 | 0.0010764 | Estuary | 0 | FIXED | 28.12 | PI2300-1021 | 0 | 0.18088 | SUBURBS | 0 | 0 | 0 | 1 | Cond | 20 | 32.8084 | 1 | N | 0 |  | CIRC | ROAD | 0.7874 | Full | 0 | Other |  | 0.059055 | 0 | 25 | 0.013 | 0.25 | FIXED | 28.77 | PI2300-1380 | 0 | 0 | 0 | 0 | 0 | 0 | 0 | 0 | 0 | 0 | 0 | [11 empty] | 359.3522
PI1500-4902.1 |  |  | 0 | 0.059055 | 0 | 25 | 0.013 | 0 | 7.8811 | 21 | 81.9321 | UNKN | Conduit | 21 | 1 |  | 0 | 107.6391 | 107.6391 | 0.0010764 | Estuary | 0 | FIXED | 49.6574 | PI1500-4820 | 0 | 0.24732 | SUBURBS | 0 | 0 | 0 | 1 | Cond | 20 | 32.8084 | 1 | N | 0 |  | CIRC | ROAD | 0.7874 | Full | 0 | Other |  | 0.059055 | 0 | 25 | 0.013 | 0.55 | FIXED | 49.86 | PI1500-4902 | 0 | 0 | 0 | 0 | 0 | 0 | 0 | 0 | 0 | 0 | 0 | [11 empty] | 81.9327
PI1500-4820.1 |  |  | 0 | 0.059055 | 0 | 25 | 0.013 | 0 | 18.3583 | 21 | 319.9889 | UNKN | Conduit | 21 | 1 |  | 0 | 107.6391 | 107.6391 | 0.0010764 | Estuary | 0 | FIXED | 45.3631 | PI1500-4500 | 0 | 1.342 | SUBURBS | 0 | 0 | 0 | 1 | Cond | 20 | 32.8084 | 1 | N | 0 |  | CIRC | ROAD | 0.7874 | Full | 0 | Other |  | 0.059055 | 0 | 25 | 0.013 | 0.17 | FIXED | 49.6574 | PI1500-4820 | 0 | 0 | 0 | 0 | 0 | 0 | 0 | 0 | 0 | 0 | 0 | [11 empty] | 319.9876
PI7800-8622.1 |  |  | 0 | 0.059055 | 0 | 25 | 0.013 | 0 | 7.9328 | 21 | 586.649 | UNKN | Conduit | 21 | 1 |  | 0 | 107.6391 | 107.6391 | 0.0010764 | Estuary | 0 | FIXED | 41.79 | PI7800-8035 | 0 | 0.25058 | SUBURBS | 0 | 0 | 0 | 1 | Cond | 20 | 32.8084 | 1 | N | 0 |  | CIRC | ROAD | 0.7874 | Full | 0 | Other |  | 0.059055 | 0 | 25 | 0.013 | 0.17 | FIXED | 43.26 | PI7800-8622 | 0 | 0 | 0 | 0 | 0 | 0 | 0 | 0 | 0 | 0 | 0 | [11 empty] | 586.6478
PI7800-9364.1 |  |  | 0 | 0.059055 | 0 | 25 | 0.013 | 0 | 8.4464 | 21 | 371.9764 | UNKN | Conduit | 21 | 1 |  | 0 | 107.6391 | 107.6391 | 0.0010764 | Estuary | 0 | FIXED | 44.311 | PI7800-8992 | 0 | 0.28408 | SUBURBS | 0 | 0 | 0 | 1 | Cond | 20 | 32.8084 | 1 | N | 0 |  | CIRC | ROAD | 0.7874 | Full | 0 | Other |  | 0.059055 | 0 | 25 | 0.013 | 0.83 | FIXED | 45.3677 | PI7800-9364 | 0 | 0 | 0 | 0 | 0 | 0 | 0 | 0 | 0 | 0 | 0 | [11 empty] | 371.9754
PI7800-8992.1 |  |  | 0 | 0.059055 | 0 | 25 | 0.013 | 0 | 8.4464 | 21 | 369.9795 | UNKN | Conduit | 21 | 1 |  | 0 | 107.6391 | 107.6391 | 0.0010764 | Estuary | 0 | FIXED | 43.26 | PI7800-8622 | 0 | 0.28408 | SUBURBS | 0 | 0 | 0 | 1 | Cond | 20 | 32.8084 | 1 | N | 0 |  | CIRC | ROAD | 0.7874 | Full | 0 | Other |  | 0.059055 | 0 | 25 | 0.013 | 0.17 | FIXED | 44.311 | PI7800-8992 | 0 | 0 | 0 | 0 | 0 | 0 | 0 | 0 | 0 | 0 | 0 | [11 empty] | 369.9785
PI3800-7675.1 |  |  | 0 | 0.059055 | 0 | 25 | 0.013 | 0 | 5.6453 | 21 | 236.4097 | UNKN | Conduit | 21 | 1 |  | 0 | 107.6391 | 107.6391 | 0.0010764 | Estuary | 0 | FIXED | 77.49 | PI3800-7439 | 0 | 0.1269 | SUBURBS | 0 | 0 | 0 | 1 | Cond | 20 | 32.8084 | 1 | N | 0 |  | CIRC | ROAD | 0.7874 | Full | 0 | Other |  | 0.059055 | 0 | 25 | 0.013 | 0.17 | FIXED | 77.79 | PI3800-7675 | 0 | 0 | 0 | 0 | 0 | 0 | 0 | 0 | 0 | 0 | 0 | [11 empty] | 236.3942
PI3800-7932.1 |  |  | 0 | 0.059055 | 0 | 25 | 0.013 | 0 | 7.9187 | 21 | 256.3229 | UNKN | Conduit | 21 | 1 |  | 0 | 107.6391 | 107.6391 | 0.0010764 | Estuary | 0 | FIXED | 77.79 | PI3800-7675 | 0 | 0.24969 | SUBURBS | 0 | 0 | 0 | 1 | Cond | 20 | 32.8084 | 1 | N | 0 |  | CIRC | ROAD | 0.7874 | Full | 0 | Other |  | 0.059055 | 0 | 25 | 0.013 | 0.83 | FIXED | 78.43 | PI3800-7932 | 0 | 0 | 0 | 0 | 0 | 0 | 0 | 0 | 0 | 0 | 0 | [11 empty] | 256.3218
PI3800-7154.1 |  |  | 0 | 0.059055 | 0 | 25 | 0.013 | 0 | 10.2297 | 21 | 227.9885 | UNKN | Conduit | 21 | 1 |  | 0 | 107.6391 | 107.6391 | 0.0010764 | Estuary | 0 | FIXED | 76.24 | PI3800-6926 | 0 | 0.41669 | SUBURBS | 0 | 0 | 0 | 1 | Cond | 20 | 32.8084 | 1 | N | 0 |  | CIRC | ROAD | 0.7874 | Full | 0 | Other |  | 0.059055 | 0 | 25 | 0.013 | 0.17 | FIXED | 77.19 | PI3800-7154 | 0 | 0 | 0 | 0 | 0 | 0 | 0 | 0 | 0 | 0 | 0 | [11 empty] | 227.9877
PI3800-7439.1 |  |  | 0 | 0.059055 | 0 | 25 | 0.013 | 0 | 5.1391 | 21 | 285.2785 | UNKN | Conduit | 21 | 1 |  | 0 | 107.6391 | 107.6391 | 0.0010764 | Estuary | 0 | FIXED | 77.19 | PI3800-7154 | 0 | 0.10516 | SUBURBS | 0 | 0 | 0 | 1 | Cond | 20 | 32.8084 | 1 | N | 0 |  | CIRC | ROAD | 0.7874 | Full | 0 | Other |  | 0.059055 | 0 | 25 | 0.013 | 0.17 | FIXED | 77.49 | PI3800-7439 | 0 | 0 | 0 | 0 | 0 | 0 | 0 | 0 | 0 | 0 | 0 | [11 empty] | 285.2618
PI3800-6926.1 |  |  | 0 | 0.059055 | 0 | 25 | 0.013 | 0 | 9.9219 | 21 | 216.8432 | UNKN | Conduit | 21 | 1 |  | 0 | 107.6391 | 107.6391 | 0.0010764 | Estuary | 0 | FIXED | 75.39 | PI3800-6709 | 0 | 0.39199 | SUBURBS | 0 | 0 | 0 | 1 | Cond | 20 | 32.8084 | 1 | N | 0 |  | CIRC | ROAD | 0.7874 | Full | 0 | Other |  | 0.059055 | 0 | 25 | 0.013 | 0.17 | FIXED | 76.24 | PI3800-6926 | 0 | 0 | 0 | 0 | 0 | 0 | 0 | 0 | 0 | 0 | 0 | [11 empty] | 216.8312
PI3800-6709.1 |  |  | 0 | 0.059055 | 0 | 25 | 0.013 | 0 | 12.0107 | 21 | 362.1073 | UNKN | Conduit | 21 | 1 |  | 0 | 107.6391 | 107.6391 | 0.0010764 | Estuary | 0 | FIXED | 73.31 | PI3800-6347 | 0 | 0.57442 | SUBURBS | 0 | 0 | 0 | 1 | Cond | 20 | 32.8084 | 1 | N | 0 |  | CIRC | ROAD | 0.7874 | Full | 0 | Other |  | 0.059055 | 0 | 25 | 0.013 | 0.17 | FIXED | 75.39 | PI3800-6709 | 0 | 0 | 0 | 0 | 0 | 0 | 0 | 0 | 0 | 0 | 0 | [11 empty] | 362.0748
PI4300-4410.1 |  |  | 0 | 0.059055 | 0 | 25 | 0.013 | 0 | 7.9244 | 21 | 519.9044 | UNKN | Conduit | 21 | 1 |  | 0 | 107.6391 | 107.6391 | 0.0010764 | Estuary | 0 | FIXED | 83.95 | PI4300-3890 | 0 | 0.25005 | SUBURBS | 0 | 0 | 0 | 1 | Cond | 20 | 32.8084 | 1 | N | 0 |  | CIRC | ROAD | 0.7874 | Full | 0 | Other |  | 0.059055 | 0 | 25 | 0.013 | 0.25 | FIXED | 85.25 | PI4300-4410 | 0 | 0 | 0 | 0 | 0 | 0 | 0 | 0 | 0 | 0 | 0 | [11 empty] | 519.9031
PI4300-3890.1 |  |  | 0 | 0.059055 | 0 | 25 | 0.013 | 0 | 7.904 | 21 | 225.119 | UNKN | Conduit | 21 | 1 |  | 0 | 107.6391 | 107.6391 | 0.0010764 | Estuary | 0 | FIXED | 83.39 | PI4300-3665 | 0 | 0.24876 | SUBURBS | 0 | 0 | 0 | 1 | Cond | 20 | 32.8084 | 1 | N | 0 |  | CIRC | ROAD | 0.7874 | Full | 0 | Other |  | 0.059055 | 0 | 25 | 0.013 | 0.17 | FIXED | 83.95 | PI4300-3890 | 0 | 0 | 0 | 0 | 0 | 0 | 0 | 0 | 0 | 0 | 0 | [11 empty] | 225.119
PI3810-420.1 |  |  | 0 | 0.059055 | 0 | 25 | 0.013 | 0 | 21.4693 | 21 | 117.6874 | UNKN | Conduit | 21 | 1 |  | 0 | 107.6391 | 107.6391 | 0.0010764 | Estuary | 0 | FIXED | 69.53 | PI3810-302 | 0 | 1.8354 | SUBURBS | 0 | 0 | 0 | 1 | Cond | 20 | 32.8084 | 1 | N | 0 |  | CIRC | ROAD | 0.7874 | Full | 0 | Other |  | 0.059055 | 0 | 25 | 0.013 | 0.5 | FIXED | 71.69 | PI3810-420 | 0 | 0 | 0 | 0 | 0 | 0 | 0 | 0 | 0 | 0 | 0 | [11 empty] | 117.6874
PI3809-282.1 |  |  | 0 | 0.059055 | 0 | 25 | 0.013 | 0 | 19.9341 | 21 | 281.8749 | UNKN | Conduit | 21 | 1 |  | 0 | 107.6391 | 107.6391 | 0.0010764 | Estuary | 0 | FIXED | 66.41 | PI3800-4410 | 0 | 1.5823 | SUBURBS | 0 | 0 | 0 | 1 | Cond | 20 | 32.8084 | 1 | N | 0 |  | CIRC | ROAD | 0.7874 | Full | 0 | Other |  | 0.059055 | 0 | 25 | 0.013 | 0.83 | FIXED | 70.87 | PI3809-282 | 0 | 0 | 0 | 0 | 0 | 0 | 0 | 0 | 0 | 0 | 0 | [11 empty] | 281.8744
PI3810-302.1 |  |  | 0 | 0.059055 | 0 | 25 | 0.013 | 0 | 21.2661 | 21 | 302.0898 | UNKN | Conduit | 21 | 1 |  | 0 | 107.6391 | 107.6391 | 0.0010764 | Estuary | 0 | FIXED | 64.09 | PI3800-4607 | 0 | 1.8008 | SUBURBS | 0 | 0 | 0 | 1 | Cond | 20 | 32.8084 | 1 | N | 0 |  | CIRC | ROAD | 0.7874 | Full | 0 | Other |  | 0.059055 | 0 | 25 | 0.013 | 0.29 | FIXED | 69.53 | PI3810-302 | 0 | 0 | 0 | 0 | 0 | 0 | 0 | 0 | 0 | 0 | 0 | [11 empty] | 302.09
PI3300-2191.1 |  |  | 0 | 0.059055 | 0 | 25 | 0.013 | 0 | 7.9268 | 21 | 343.7265 | UNKN | Conduit | 21 | 1 |  | 0 | 107.6391 | 107.6391 | 0.0010764 | Estuary | 0 | FIXED | 54.57 | PI3300-1847 | 0 | 0.2502 | SUBURBS | 0 | 0 | 0 | 1 | Cond | 20 | 32.8084 | 1 | N | 0 |  | CIRC | ROAD | 0.7874 | Full | 0 | Other |  | 0.059055 | 0 | 25 | 0.013 | 0.17 | FIXED | 55.43 | PI3300-2191 | 0 | 0 | 0 | 0 | 0 | 0 | 0 | 0 | 0 | 0 | 0 | [11 empty] | 343.6831
PI1500-4500.1 |  |  | 0 | 0.059055 | 0 | 25 | 0.013 | 0 | 18.3583 | 21 | 119.4596 | UNKN | Conduit | 21 | 1 |  | 0 | 107.6391 | 107.6391 | 0.0010764 | Estuary | 0 | FIXED | 43.76 | PI1500-4381 | 0 | 1.342 | SUBURBS | 0 | 0 | 0 | 1 | Cond | 20 | 32.8084 | 1 | N | 0 |  | CIRC | ROAD | 0.7874 | Full | 0 | Other |  | 0.059055 | 0 | 25 | 0.013 | 0.17 | FIXED | 45.3631 | PI1500-4500 | 0 | 0 | 0 | 0 | 0 | 0 | 0 | 0 | 0 | 0 | 0 | [11 empty] | 119.4599
PI3300-2541.1 |  |  | 0 | 0.059055 | 0 | 25 | 0.013 | 0 | 7.9268 | 21 | 349.8059 | UNKN | Conduit | 21 | 1 |  | 0 | 107.6391 | 107.6391 | 0.0010764 | Estuary | 0 | FIXED | 55.43 | PI3300-2191 | 0 | 0.2502 | SUBURBS | 0 | 0 | 0 | 1 | Cond | 20 | 32.8084 | 1 | N | 0 |  | CIRC | ROAD | 0.7874 | Full | 0 | Other |  | 0.059055 | 0 | 25 | 0.013 | 0.25 | FIXED | 56.3052 | PI3300-2541 | 0 | 0 | 0 | 0 | 0 | 0 | 0 | 0 | 0 | 0 | 0 | [11 empty] | 349.8056
PI6801-1062.1 |  |  | 0 | 0.059055 | 0 | 25 | 0.013 | 0 | 5.3881 | 21 | 25.9516 | UNKN | Conduit | 21 | 1 |  | 0 | 107.6391 | 107.6391 | 0.0010764 | Estuary | 0 | FIXED | 14.12 | PI6801-1036 | 0 | 0.1156 | SUBURBS | 0 | 0 | 0 | 1 | Cond | 20 | 32.8084 | 1 | N | 0 |  | CIRC | ROAD | 0.7874 | Full | 0 | Other |  | 0.059055 | 0 | 25 | 0.013 | 0.5 | FIXED | 14.15 | PI6801-1062 | 0 | 0 | 0 | 0 | 0 | 0 | 0 | 0 | 0 | 0 | 0 | [11 empty] | 25.9519
PI6904-896.1 |  |  | 0 | 0.059055 | 0 | 25 | 0.013 | 0 | 6.2993 | 21 | 126.578 | UNKN | Conduit | 21 | 1 |  | 0 | 107.6391 | 107.6391 | 0.0010764 | Estuary | 0 | FIXED | 16.85 | PI6904-769 | 0 | 0.15801 | SUBURBS | 0 | 0 | 0 | 1 | Cond | 20 | 32.8084 | 1 | N | 0 |  | CIRC | ROAD | 0.7874 | Full | 0 | Other |  | 0.059055 | 0 | 25 | 0.013 | 0.75 | FIXED | 17.05 | PI6904-896 | 0 | 0 | 0 | 0 | 0 | 0 | 0 | 0 | 0 | 0 | 0 | [11 empty] | 126.5731
PI6904-769.1 |  |  | 0 | 0.059055 | 0 | 25 | 0.013 | 0 | 7.9 | 21 | 20.1202 | UNKN | Conduit | 21 | 1 |  | 0 | 107.6391 | 107.6391 | 0.0010764 | Estuary | 0 | FIXED | 16.8 | PI6904-749 | 0 | 0.24851 | SUBURBS | 0 | 0 | 0 | 1 | Cond | 20 | 32.8084 | 1 | N | 0 |  | CIRC | ROAD | 0.7874 | Full | 0 | Other |  | 0.059055 | 0 | 25 | 0.013 | 0.5 | FIXED | 16.85 | PI6904-769 | 0 | 0 | 0 | 0 | 0 | 0 | 0 | 0 | 0 | 0 | 0 | [11 empty] | 20.1203
PI650301-271.1 |  |  | 0 | 0.059055 | 0 | 25 | 0.013 | 0 | 14.3778 | 21 | 270.9137 | UNKN | Conduit | 21 | 1 |  | 0 | 107.6391 | 107.6391 | 0.0010764 | Estuary | 0 | FIXED | 6.9 | PI6503-902 | 0 | 0.82314 | SUBURBS | 0 | 0 | 0 | 1 | Cond | 20 | 32.8084 | 1 | N | 0 |  | CIRC | ROAD | 0.7874 | Full | 0 | Other |  | 0.059055 | 0 | 25 | 0.013 | 0.75 | FIXED | 9.13 | PI650301-271 | 0 | 0 | 0 | 0 | 0 | 0 | 0 | 0 | 0 | 0 | 0 | [11 empty] | 270.9131
PI8000-2131.1 |  |  | 0 | 0.059055 | 0 | 25 | 0.013 | 0 | 23.729 | 27 | 234.9667 | UNKN | Conduit | 27 | 1 |  | 0 | 107.6391 | 107.6391 | 0.0010764 | Estuary | 0 | FIXED | 42.6403 | PI8000-1896 | 0 | 0.58689 | SUBURBS | 0 | 0 | 0 | 1 | Cond | 20 | 32.8084 | 1 | N | 0 |  | CIRC | ROAD | 0.7874 | Full | 0 | Other |  | 0.059055 | 0 | 25 | 0.013 | 0.25 | FIXED | 44.0193 | PI8000-2131 | 0 | 0 | 0 | 0 | 0 | 0 | 0 | 0 | 0 | 0 | 0 | [11 empty] | 234.9662
PI8100-165.1 |  |  | 0 | 0.059055 | 0 | 25 | 0.013 | 0 | 11.4571 | 21 | 164.7327 | UNKN | Conduit | 21 | 1 |  | 0 | 107.6391 | 107.6391 | 0.0010764 | Estuary | 0 | FIXED | 42.6403 | PI8000-1896 | 0 | 0.52268 | SUBURBS | 0 | 0 | 0 | 1 | Cond | 20 | 32.8084 | 1 | N | 0 |  | CIRC | ROAD | 0.7874 | Full | 0 | Other |  | 0.059055 | 0 | 25 | 0.013 | 0.17 | FIXED | 43.5013 | PI8100-165 | 0 | 0 | 0 | 0 | 0 | 0 | 0 | 0 | 0 | 0 | 0 | [11 empty] | 164.7327
PI8100-685.1 |  |  | 0 | 0.059055 | 0 | 25 | 0.013 | 0 | 11.4571 | 21 | 71.4548 | UNKN | Conduit | 21 | 1 |  | 0 | 107.6391 | 107.6391 | 0.0010764 | Estuary | 0 | FIXED | 45.3894 | PI8100-526 | 0 | 0.52268 | SUBURBS | 0 | 0 | 0 | 1 | Cond | 20 | 32.8084 | 1 | N | 0 |  | CIRC | ROAD | 0.7874 | Full | 0 | Other |  | 0.059055 | 0 | 25 | 0.013 | 0.17 | FIXED | 45.7629 | PI8100-685 | 0 | 0 | 0 | 0 | 0 | 0 | 0 | 0 | 0 | 0 | 0 | [11 empty] | 71.4542
PI8100-526.1 |  |  | 0 | 0.059055 | 0 | 25 | 0.013 | 0 | 11.4571 | 21 | 361.2424 | UNKN | Conduit | 21 | 1 |  | 0 | 107.6391 | 107.6391 | 0.0010764 | Estuary | 0 | FIXED | 43.5013 | PI8100-165 | 0 | 0.52268 | SUBURBS | 0 | 0 | 0 | 1 | Cond | 20 | 32.8084 | 1 | N | 0 |  | CIRC | ROAD | 0.7874 | Full | 0 | Other |  | 0.059055 | 0 | 25 | 0.013 | 0.39 | FIXED | 45.3894 | PI8100-526 | 0 | 0 | 0 | 0 | 0 | 0 | 0 | 0 | 0 | 0 | 0 | [11 empty] | 361.2412
PI6904-749.1 |  |  | 0 | 0.059055 | 0 | 25 | 0.013 | 0 | 6.4501 | 21 | 464.8029 | UNKN | Conduit | 21 | 1 |  | 0 | 107.6391 | 107.6391 | 0.0010764 | Estuary | 0 | FIXED | 16.03 | PI6904-284 | 0 | 0.16566 | SUBURBS | 0 | 0 | 0 | 1 | Cond | 20 | 32.8084 | 1 | N | 0 |  | CIRC | ROAD | 0.7874 | Full | 0 | Other |  | 0.059055 | 0 | 25 | 0.013 | 0.17 | FIXED | 16.8 | PI6904-749 | 0 | 0 | 0 | 0 | 0 | 0 | 0 | 0 | 0 | 0 | 0 | [11 empty] | 464.781
PI1503-2038.1 |  |  | 0 | 0.059055 | 0 | 25 | 0.013 | 0 | 7.9107 | 21 | 429.4036 | UNKN | Conduit | 21 | 1 |  | 0 | 107.6391 | 107.6391 | 0.0010764 | Estuary | 0 | FIXED | 49.45 | PI1503-1609 | 0 | 0.24918 | SUBURBS | 0 | 0 | 0 | 1 | Cond | 20 | 32.8084 | 1 | N | 0 |  | CIRC | ROAD | 0.7874 | Full | 0 | Other |  | 0.059055 | 0 | 25 | 0.013 | 0.84 | FIXED | 50.52 | PI1503-2038 | 0 | 0 | 0 | 0 | 0 | 0 | 0 | 0 | 0 | 0 | 0 | [11 empty] | 429.3887
CC0300-6198.2 |  |  | 0 | 0.059055 | 0 | 25 | 0.013 | 0 | 0 | 36 | 25 | UNKN | Conduit | 60 | 1 |  | 0 | 107.6391 | 107.6391 | 0.0010764 | Estuary | 1 | FIXED | 50.94 | PI3200-88 | 0 | 0 | SUBURBS | 0 | 0 | 0 | 2 | Cond | 20 | 32.8084 | 1 | N | 0 |  | RECT | ROAD | 0.7874 | Full | 0 | Other |  | 0.059055 | 0 | 25 | 0.013 | 0.26 | FIXED | 50.94 | CC0300-6198 | 0 | 0 | 0 | 0 | 0 | 0 | 0 | 0 | 0 | 0 | 0 | [11 empty] | 31.9693
PI1503-1609.1 |  |  | 0 | 0.059055 | 0 | 25 | 0.013 | 0 | 7.9107 | 21 | 132.9572 | UNKN | Conduit | 21 | 1 |  | 0 | 107.6391 | 107.6391 | 0.0010764 | Estuary | 0 | FIXED | 49.1187 | PI1503-1476 | 0 | 0.24918 | SUBURBS | 0 | 0 | 0 | 1 | Cond | 20 | 32.8084 | 1 | N | 0 |  | CIRC | ROAD | 0.7874 | Full | 0 | Other |  | 0.059055 | 0 | 25 | 0.013 | 0.73 | FIXED | 49.45 | PI1503-1609 | 0 | 0 | 0 | 0 | 0 | 0 | 0 | 0 | 0 | 0 | 0 | [11 empty] | 132.9541
PI1400-1114.1 |  |  | 0 | 0.059055 | 0 | 25 | 0.013 | 0 | 7.9268 | 21 | 230.6317 | UNKN | Conduit | 21 | 1 |  | 0 | 107.6391 | 107.6391 | 0.0010764 | Estuary | 0 | FIXED | 29.213 | PI1400-883 | 0 | 0.2502 | SUBURBS | 0 | 0 | 0 | 1 | Cond | 20 | 32.8084 | 1 | N | 0 |  | CIRC | ROAD | 0.7874 | Full | 0 | Other |  | 0.059055 | 0 | 25 | 0.013 | 0.75 | FIXED | 29.79 | PI1400-1114 | 0 | 0 | 0 | 0 | 0 | 0 | 0 | 0 | 0 | 0 | 0 | [11 empty] | 230.6312
PI1503-1476.1 |  |  | 0 | 0.059055 | 0 | 25 | 0.013 | 0 | 17.5751 | 21 | 379.2491 | UNKN | Conduit | 21 | 1 |  | 0 | 107.6391 | 107.6391 | 0.0010764 | Estuary | 0 | FIXED | 44.4542 | PI1503-1097 | 0 | 1.2299 | SUBURBS | 0 | 0 | 0 | 1 | Cond | 20 | 32.8084 | 1 | N | 0 |  | CIRC | ROAD | 0.7874 | Full | 0 | Other |  | 0.059055 | 0 | 25 | 0.013 | 0.17 | FIXED | 49.1187 | PI1503-1476 | 0 | 0 | 0 | 0 | 0 | 0 | 0 | 0 | 0 | 0 | 0 | [11 empty] | 379.2485
PI1400-1418.1 |  |  | 0 | 0.059055 | 0 | 25 | 0.013 | 0 | 7.8584 | 21 | 28.4672 | UNKN | Conduit | 21 | 1 |  | 0 | 107.6391 | 107.6391 | 0.0010764 | Estuary | 0 | FIXED | 30.48 | PI1400-1390 | 0 | 0.2459 | SUBURBS | 0 | 0 | 0 | 1 | Cond | 20 | 32.8084 | 1 | N | 0 |  | CIRC | ROAD | 0.7874 | Full | 0 | Other |  | 0.059055 | 0 | 25 | 0.013 | 0.83 | FIXED | 30.55 | PI1400-1418 | 0 | 0 | 0 | 0 | 0 | 0 | 0 | 0 | 0 | 0 | 0 | [11 empty] | 28.4671
PI1400-1390.1 |  |  | 0 | 0.059055 | 0 | 25 | 0.013 | 0 | 7.9268 | 21 | 275.7798 | UNKN | Conduit | 21 | 1 |  | 0 | 107.6391 | 107.6391 | 0.0010764 | Estuary | 0 | FIXED | 29.79 | PI1400-1114 | 0 | 0.2502 | SUBURBS | 0 | 0 | 0 | 1 | Cond | 20 | 32.8084 | 1 | N | 0 |  | CIRC | ROAD | 0.7874 | Full | 0 | Other |  | 0.059055 | 0 | 25 | 0.013 | 0.17 | FIXED | 30.48 | PI1400-1390 | 0 | 0 | 0 | 0 | 0 | 0 | 0 | 0 | 0 | 0 | 0 | [11 empty] | 275.7793
PI1501-1304.1 |  |  | 0 | 0.059055 | 0 | 25 | 0.013 | 0 | 9.574 | 21 | 273.9874 | UNKN | Conduit | 21 | 1 |  | 0 | 107.6391 | 107.6391 | 0.0010764 | Estuary | 0 | FIXED | 34 | PI1501-1030 | 0 | 0.36498 | SUBURBS | 0 | 0 | 0 | 1 | Cond | 20 | 32.8084 | 1 | N | 0 |  | CIRC | ROAD | 0.7874 | Full | 0 | Other |  | 0.059055 | 0 | 25 | 0.013 | 0.25 | FIXED | 35 | PI1501-1304 | 0 | 0 | 0 | 0 | 0 | 0 | 0 | 0 | 0 | 0 | 0 | [11 empty] | 273.9869
PI7300-249.1 |  |  | 0 | 0.059055 | 0 | 25 | 0.013 | 0 | 7.8907 | 21 | 193.6086 | UNKN | Conduit | 21 | 1 |  | 0 | 107.6391 | 107.6391 | 0.0010764 | Estuary | 1 | FIXED | 15.82 | PI7300-0 | 0 | 0.24792 | SUBURBS | 0 | 0 | 0 | 1 | Cond | 20 | 32.8084 | 1 | N | 0 |  | CIRC | ROAD | 0.7874 | Full | 0 | Other |  | 0.059055 | 0 | 25 | 0.013 | 0.5 | FIXED | 16.3 | PI7300-249 | 0 | 0 | 0 | 0 | 0 | 0 | 0 | 0 | 0 | 0 | 0 | [11 empty] | 249.0884
PI7600-428.1 |  |  | 0 | 0.059055 | 0 | 25 | 0.013 | 0 | 15.697 | 21 | 391.3898 | UNKN | Conduit | 21 | 1 |  | 0 | 107.6391 | 107.6391 | 0.0010764 | Estuary | 0 | FIXED | 17.67 | PI7600-36 | 0 | 0.98112 | SUBURBS | 0 | 0 | 0 | 1 | Cond | 20 | 32.8084 | 1 | N | 0 |  | CIRC | ROAD | 0.7874 | Full | 0 | Other |  | 0.059055 | 0 | 25 | 0.013 | 0.5 | FIXED | 21.51 | PI7600-428 | 0 | 0 | 0 | 0 | 0 | 0 | 0 | 0 | 0 | 0 | 0 | [11 empty] | 391.3889
PI8400-4081.1 |  |  | 0 | 0.059055 | 0 | 25 | 0.013 | 0 | 9.408 | 21 | 541.943 | UNKN | Conduit | 21 | 1 |  | 0 | 107.6391 | 107.6391 | 0.0010764 | Estuary | 0 | FIXED | 32.48 | PI8400-3539 | 0 | 0.35244 | SUBURBS | 0 | 0 | 0 | 1 | Cond | 20 | 32.8084 | 1 | N | 0 |  | CIRC | ROAD | 0.7874 | Full | 0 | Other |  | 0.059055 | 0 | 25 | 0.013 | 0.25 | FIXED | 34.39 | PI8400-4081 | 0 | 0 | 0 | 0 | 0 | 0 | 0 | 0 | 0 | 0 | 0 | [11 empty] | 541.9418
PI3800-6347.1 |  |  | 0 | 0.059055 | 0 | 25 | 0.013 | 0 | 7.8761 | 21 | 165.9891 | UNKN | Conduit | 21 | 1 |  | 0 | 107.6391 | 107.6391 | 0.0010764 | Estuary | 0 | FIXED | 72.9 | PI3800-6181 | 0 | 0.247 | SUBURBS | 0 | 0 | 0 | 1 | Cond | 20 | 32.8084 | 1 | N | 0 |  | CIRC | ROAD | 0.7874 | Full | 0 | Other |  | 0.059055 | 0 | 25 | 0.013 | 0.18 | FIXED | 73.31 | PI3800-6347 | 0 | 0 | 0 | 0 | 0 | 0 | 0 | 0 | 0 | 0 | 0 | [11 empty] | 165.9884
PI1500-5731.1 |  |  | 0 | 0.059055 | 0 | 25 | 0.013 | 0 | 7.9195 | 21 | 388.408 | UNKN | Conduit | 21 | 1 |  | 0 | 107.6391 | 107.6391 | 0.0010764 | Estuary | 0 | FIXED | 51.92 | PI1500-5381 | 0 | 0.24974 | SUBURBS | 0 | 0 | 0 | 1 | Cond | 20 | 32.8084 | 1 | N | 0 |  | CIRC | ROAD | 0.7874 | Full | 0 | Other |  | 0.059055 | 0 | 25 | 0.013 | 0.25 | FIXED | 52.89 | PI1500-5731 | 0 | 0 | 0 | 0 | 0 | 0 | 0 | 0 | 0 | 0 | 0 | [11 empty] | 350.0272
PI1500-5343.1 |  |  | 0 | 0.059055 | 0 | 25 | 0.013 | 0 | 7.8811 | 21 | 440.7208 | UNKN | Conduit | 21 | 1 |  | 0 | 107.6391 | 107.6391 | 0.0010764 | Estuary | 0 | FIXED | 49.86 | PI1500-4902 | 0 | 0.24732 | SUBURBS | 0 | 0 | 0 | 1 | Cond | 20 | 32.8084 | 1 | N | 0 |  | CIRC | ROAD | 0.7874 | Full | 0 | Other |  | 0.059055 | 0 | 25 | 0.013 | 0.59 | FIXED | 50.95 | PI1500-5343 | 0 | 0 | 0 | 0 | 0 | 0 | 0 | 0 | 0 | 0 | 0 | [11 empty] | 440.7199
PI8400-3539.1 |  |  | 0 | 0.059055 | 0 | 25 | 0.013 | 0 | 11.8779 | 21 | 339.9938 | UNKN | Conduit | 21 | 1 |  | 0 | 107.6391 | 107.6391 | 0.0010764 | Estuary | 0 | FIXED | 30.57 | PI8400-3199 | 0 | 0.56177 | SUBURBS | 0 | 0 | 0 | 1 | Cond | 20 | 32.8084 | 1 | N | 0 |  | CIRC | ROAD | 0.7874 | Full | 0 | Other |  | 0.059055 | 0 | 25 | 0.013 | 0.17 | FIXED | 32.48 | PI8400-3539 | 0 | 0 | 0 | 0 | 0 | 0 | 0 | 0 | 0 | 0 | 0 | [11 empty] | 339.9931
PI0800-13663.1 |  |  | 0 | 0.059055 | 0 | 25 | 0.013 | 0 | 10.7433 | 21 | 683.2333 | UNKN | Conduit | 21 | 1 |  | 0 | 107.6391 | 107.6391 | 0.0010764 | Estuary | 0 | FIXED | 25.91 | PI0800-12980 | 0 | 0.45958 | SUBURBS | 0 | 0 | 0 | 1 | Cond | 20 | 32.8084 | 1 | N | 0 |  | CIRC | ROAD | 0.7874 | Full | 0 | Other |  | 0.059055 | 0 | 25 | 0.013 | 0.17 | FIXED | 29.05 | PI0800-13663 | 0 | 0 | 0 | 0 | 0 | 0 | 0 | 0 | 0 | 0 | 0 | [11 empty] | 683.2323
PI0800-13862.1 |  |  | 0 | 0.059055 | 0 | 25 | 0.013 | 0 | 11.9855 | 21 | 199.2986 | UNKN | Conduit | 21 | 1 |  | 0 | 107.6391 | 107.6391 | 0.0010764 | Estuary | 0 | FIXED | 29.05 | PI0800-13663 | 0 | 0.57201 | SUBURBS | 0 | 0 | 0 | 1 | Cond | 20 | 32.8084 | 1 | N | 0 |  | CIRC | ROAD | 0.7874 | Full | 0 | Other |  | 0.059055 | 0 | 25 | 0.013 | 0.25 | FIXED | 30.19 | PI0800-13862 | 0 | 0 | 0 | 0 | 0 | 0 | 0 | 0 | 0 | 0 | 0 | [11 empty] | 199.2987
PI0800-12980.1 |  |  | 0 | 0.059055 | 0 | 25 | 0.013 | 0 | 13.1856 | 21 | 696.2444 | UNKN | Conduit | 21 | 1 |  | 0 | 107.6391 | 107.6391 | 0.0010764 | Estuary | 0 | FIXED | 21.09 | PI0800-12284 | 0 | 0.69229 | SUBURBS | 0 | 0 | 0 | 1 | Cond | 20 | 32.8084 | 1 | N | 0 |  | CIRC | ROAD | 0.7874 | Full | 0 | Other |  | 0.059055 | 0 | 25 | 0.013 | 0.17 | FIXED | 25.91 | PI0800-12980 | 0 | 0 | 0 | 0 | 0 | 0 | 0 | 0 | 0 | 0 | 0 | [11 empty] | 696.243
PI650301-370.1 |  |  | 0 | 0.059055 | 0 | 25 | 0.013 | 0 | 7.452 | 21 | 99.4913 | UNKN | Conduit | 21 | 1 |  | 0 | 107.6391 | 107.6391 | 0.0010764 | Estuary | 0 | FIXED | 9.13 | PI650301-271 | 0 | 0.22112 | SUBURBS | 0 | 0 | 0 | 1 | Cond | 20 | 32.8084 | 1 | N | 0 |  | CIRC | ROAD | 0.7874 | Full | 0 | Other |  | 0.059055 | 0 | 25 | 0.013 | 0.76 | FIXED | 9.35 | PI650301-370 | 0 | 0 | 0 | 0 | 0 | 0 | 0 | 0 | 0 | 0 | 0 | [11 empty] | 99.491
PI650301-572.1 |  |  | 0 | 0.059055 | 0 | 25 | 0.013 | 0 | 7.1435 | 21 | 201.7787 | UNKN | Conduit | 21 | 1 |  | 0 | 107.6391 | 107.6391 | 0.0010764 | Estuary | 0 | FIXED | 9.35 | PI650301-370 | 0 | 0.20319 | SUBURBS | 0 | 0 | 0 | 1 | Cond | 20 | 32.8084 | 1 | N | 0 |  | CIRC | ROAD | 0.7874 | Full | 0 | Other |  | 0.059055 | 0 | 25 | 0.013 | 0.17 | FIXED | 9.76 | PI650301-572 | 0 | 0 | 0 | 0 | 0 | 0 | 0 | 0 | 0 | 0 | 0 | [11 empty] | 201.7783
PI6600-5967.1 |  |  | 0 | 0.059055 | 0 | 25 | 0.013 | 0 | 7.9421 | 21 | 306.5712 | UNKN | Conduit | 21 | 1 |  | 0 | 107.6391 | 107.6391 | 0.0010764 | Estuary | 0 | FIXED | 15.63 | PI6600-5660 | 0 | 0.25117 | SUBURBS | 0 | 0 | 0 | 1 | Cond | 20 | 32.8084 | 1 | N | 0 |  | CIRC | ROAD | 0.7874 | Full | 0 | Other |  | 0.059055 | 0 | 25 | 0.013 | 0.26 | FIXED | 16.4 | PI6600-5967 | 0 | 0 | 0 | 0 | 0 | 0 | 0 | 0 | 0 | 0 | 0 | [11 empty] | 306.5596
PI1503-1097.1 |  |  | 0 | 0.059055 | 0 | 25 | 0.013 | 0 | 15.6509 | 21 | 580.7286 | UNKN | Conduit | 21 | 1 |  | 0 | 107.6391 | 107.6391 | 0.0010764 | Estuary | 0 | FIXED | 38.79 | PI1500-3731 | 0 | 0.97536 | SUBURBS | 0 | 0 | 0 | 1 | Cond | 20 | 32.8084 | 1 | N | 0 |  | CIRC | ROAD | 0.7874 | Full | 0 | Other |  | 0.059055 | 0 | 25 | 0.013 | 0.17 | FIXED | 44.4542 | PI1503-1097 | 0 | 0 | 0 | 0 | 0 | 0 | 0 | 0 | 0 | 0 | 0 | [11 empty] | 1096.4904
PI1501-1417.1 |  |  | 0 | 0.059055 | 0 | 25 | 0.013 | 0 | 10.5219 | 21 | 113.4206 | UNKN | Conduit | 21 | 1 |  | 0 | 107.6391 | 107.6391 | 0.0010764 | Estuary | 0 | FIXED | 35 | PI1501-1304 | 0 | 0.44084 | SUBURBS | 0 | 0 | 0 | 1 | Cond | 20 | 32.8084 | 1 | N | 0 |  | CIRC | ROAD | 0.7874 | Full | 0 | Other |  | 0.059055 | 0 | 25 | 0.013 | 0.25 | FIXED | 35.5 | PI1501-1417 | 0 | 0 | 0 | 0 | 0 | 0 | 0 | 0 | 0 | 0 | 0 | [11 empty] | 113.4202
PI3000-2228.1 |  |  | 0 | 0.059055 | 0 | 25 | 0.013 | 0 | 10.0369 | 21 | 265.5159 | UNKN | Conduit | 21 | 1 |  | 0 | 107.6391 | 107.6391 | 0.0010764 | Estuary | 0 | FIXED | 51.436 | PI3000-1963 | 0 | 0.40113 | SUBURBS | 0 | 0 | 0 | 1 | Cond | 20 | 32.8084 | 1 | N | 0 |  | CIRC | ROAD | 0.7874 | Full | 0 | Other |  | 0.059055 | 0 | 25 | 0.013 | 0.25 | FIXED | 52.5011 | PI3000-2228 | 0 | 0 | 0 | 0 | 0 | 0 | 0 | 0 | 0 | 0 | 0 | [11 empty] | 265.5156
PI3000-1963.1 |  |  | 0 | 0.059055 | 0 | 25 | 0.013 | 0 | 10.0369 | 21 | 511.9584 | UNKN | Conduit | 21 | 1 |  | 0 | 107.6391 | 107.6391 | 0.0010764 | Estuary | 0 | FIXED | 49.3823 | PI3000-1451 | 0 | 0.40113 | SUBURBS | 0 | 0 | 0 | 1 | Cond | 20 | 32.8084 | 1 | N | 0 |  | CIRC | ROAD | 0.7874 | Full | 0 | Other |  | 0.059055 | 0 | 25 | 0.013 | 0.17 | FIXED | 51.436 | PI3000-1963 | 0 | 0 | 0 | 0 | 0 | 0 | 0 | 0 | 0 | 0 | 0 | [11 empty] | 511.957
PI1105-714.1 |  |  | 0 | 0.059055 | 0 | 25 | 0.013 | 0 | 5.7815 | 21 | 713.7676 | UNKN | Conduit | 21 | 1 |  | 0 | 107.6391 | 107.6391 | 0.0010764 | Estuary | 0 | FIXED | 22.9 | PI1100-1495 | 0 | 0.1331 | SUBURBS | 0 | 0 | 0 | 1 | Cond | 20 | 32.8084 | 1 | N | 0 |  | CIRC | ROAD | 0.7874 | Full | 0 | Other |  | 0.059055 | 0 | 25 | 0.013 | 0.25 | FIXED | 23.85 | PI1105-714 | 0 | 0 | 0 | 0 | 0 | 0 | 0 | 0 | 0 | 0 | 0 | [11 empty] | 713.7669
PI1103-71.1 |  |  | 0 | 0.059055 | 0 | 25 | 0.013 | 0 | 8.0053 | 21 | 70.5389 | UNKN | Conduit | 21 | 1 |  | 0 | 107.6391 | 107.6391 | 0.0010764 | Estuary | 0 | FIXED | 19.15 | PI1100-900 | 0 | 0.25518 | SUBURBS | 0 | 0 | 0 | 1 | Cond | 20 | 32.8084 | 1 | N | 0 |  | CIRC | ROAD | 0.7874 | Full | 0 | Other |  | 0.059055 | 0 | 25 | 0.013 | 0.17 | FIXED | 19.33 | PI1103-71 | 0 | 0 | 0 | 0 | 0 | 0 | 0 | 0 | 0 | 0 | 0 | [11 empty] | 70.5393
PI1103-314.1 |  |  | 0 | 0.059055 | 0 | 25 | 0.013 | 0 | 7.9324 | 21 | 243.4659 | UNKN | Conduit | 21 | 1 |  | 0 | 107.6391 | 107.6391 | 0.0010764 | Estuary | 0 | FIXED | 19.33 | PI1103-71 | 0 | 0.25055 | SUBURBS | 0 | 0 | 0 | 1 | Cond | 20 | 32.8084 | 1 | N | 0 |  | CIRC | ROAD | 0.7874 | Full | 0 | Other |  | 0.059055 | 0 | 25 | 0.013 | 0.25 | FIXED | 19.94 | PI1103-314 | 0 | 0 | 0 | 0 | 0 | 0 | 0 | 0 | 0 | 0 | 0 | [11 empty] | 243.4654
PI1201-507.1 |  |  | 0 | 0.059055 | 0 | 25 | 0.013 | 0 | 7.9067 | 21 | 255.2045 | UNKN | Conduit | 21 | 1 |  | 0 | 107.6391 | 107.6391 | 0.0010764 | Estuary | 0 | FIXED | 20.6797 | PI1201-252 | 0 | 0.24893 | SUBURBS | 0 | 0 | 0 | 1 | Cond | 20 | 32.8084 | 1 | N | 0 |  | CIRC | ROAD | 0.7874 | Full | 0 | Other |  | 0.059055 | 0 | 25 | 0.013 | 0.5 | FIXED | 21.315 | PI1201-507 | 0 | 0 | 0 | 0 | 0 | 0 | 0 | 0 | 0 | 0 | 0 | [11 empty] | 255.205
PI6600-5582.1 |  |  | 0 | 0.059055 | 0 | 25 | 0.013 | 0 | 8.9214 | 21 | 205.0973 | UNKN | Conduit | 21 | 1 |  | 0 | 107.6391 | 107.6391 | 0.0010764 | Estuary | 0 | FIXED | 14.78 | PI6600-5377 | 0 | 0.31692 | SUBURBS | 0 | 0 | 0 | 1 | Cond | 20 | 32.8084 | 1 | N | 0 |  | CIRC | ROAD | 0.7874 | Full | 0 | Other |  | 0.059055 | 0 | 25 | 0.013 | 0.18 | FIXED | 15.43 | PI6600-5582 | 0 | 0 | 0 | 0 | 0 | 0 | 0 | 0 | 0 | 0 | 0 | [11 empty] | 205.0921
PI6600-5660.1 |  |  | 0 | 0.059055 | 0 | 25 | 0.013 | 0 | 8.0094 | 21 | 78.2964 | UNKN | Conduit | 21 | 1 |  | 0 | 107.6391 | 107.6391 | 0.0010764 | Estuary | 0 | FIXED | 15.43 | PI6600-5582 | 0 | 0.25544 | SUBURBS | 0 | 0 | 0 | 1 | Cond | 20 | 32.8084 | 1 | N | 0 |  | CIRC | ROAD | 0.7874 | Full | 0 | Other |  | 0.059055 | 0 | 25 | 0.013 | 0.18 | FIXED | 15.63 | PI6600-5660 | 0 | 0 | 0 | 0 | 0 | 0 | 0 | 0 | 0 | 0 | 0 | [11 empty] | 78.2967
PI6600-5377.1 |  |  | 0 | 0.059055 | 0 | 25 | 0.013 | 0 | 7.8899 | 21 | 72.6186 | UNKN | Conduit | 21 | 1 |  | 0 | 107.6391 | 107.6391 | 0.0010764 | Estuary | 0 | FIXED | 14.6 | PI6600-5304 | 0 | 0.24787 | SUBURBS | 0 | 0 | 0 | 1 | Cond | 20 | 32.8084 | 1 | N | 0 |  | CIRC | ROAD | 0.7874 | Full | 0 | Other |  | 0.059055 | 0 | 25 | 0.013 | 0.21 | FIXED | 14.78 | PI6600-5377 | 0 | 0 | 0 | 0 | 0 | 0 | 0 | 0 | 0 | 0 | 0 | [11 empty] | 72.6187
PI1000-1964.1 |  |  | 0 | 0.059055 | 0 | 25 | 0.013 | 0 | 9.6876 | 21 | 281.5442 | UNKN | Conduit | 21 | 1 |  | 0 | 107.6391 | 107.6391 | 0.0010764 | Estuary | 0 | FIXED | 17.9479 | PI1000-1683 | 0 | 0.37369 | SUBURBS | 0 | 0 | 0 | 1 | Cond | 20 | 32.8084 | 1 | N | 0 |  | CIRC | ROAD | 0.7874 | Full | 0 | Other |  | 0.059055 | 0 | 25 | 0.013 | 0.25 | FIXED | 19 | PI1000-1964 | 0 | 0 | 0 | 0 | 0 | 0 | 0 | 0 | 0 | 0 | 0 | [11 empty] | 281.5243
PI1000-1683.1 |  |  | 0 | 0.059055 | 0 | 25 | 0.013 | 0 | 9.6876 | 21 | 226.4692 | UNKN | Conduit | 21 | 1 |  | 0 | 107.6391 | 107.6391 | 0.0010764 | Estuary | 0 | FIXED | 17.1016 | PI1000-1456 | 0 | 0.37369 | SUBURBS | 0 | 0 | 0 | 1 | Cond | 20 | 32.8084 | 1 | N | 0 |  | CIRC | ROAD | 0.7874 | Full | 0 | Other |  | 0.059055 | 0 | 25 | 0.013 | 0.17 | FIXED | 17.9479 | PI1000-1683 | 0 | 0 | 0 | 0 | 0 | 0 | 0 | 0 | 0 | 0 | 0 | [11 empty] | 226.4608
PI1005-49.1 |  |  | 0 | 0.059055 | 0 | 25 | 0.013 | 0 | 7.2654 | 21 | 49.1569 | UNKN | Conduit | 21 | 1 |  | 0 | 107.6391 | 107.6391 | 0.0010764 | Estuary | 0 | FIXED | 16.85 | PI1000-1456 | 0 | 0.21018 | SUBURBS | 0 | 0 | 0 | 1 | Cond | 20 | 32.8084 | 1 | N | 0 |  | CIRC | ROAD | 0.7874 | Full | 0 | Other |  | 0.059055 | 0 | 25 | 0.013 | 0.17 | FIXED | 16.9533 | PI1005-49 | 0 | 0 | 0 | 0 | 0 | 0 | 0 | 0 | 0 | 0 | 0 | [11 empty] | 49.1569
PI1005-259.1 |  |  | 0 | 0.059055 | 0 | 25 | 0.013 | 0 | 7.2654 | 21 | 209.8572 | UNKN | Conduit | 21 | 1 |  | 0 | 107.6391 | 107.6391 | 0.0010764 | Estuary | 0 | FIXED | 16.9533 | PI1005-49 | 0 | 0.21018 | SUBURBS | 0 | 0 | 0 | 1 | Cond | 20 | 32.8084 | 1 | N | 0 |  | CIRC | ROAD | 0.7874 | Full | 0 | Other |  | 0.059055 | 0 | 25 | 0.013 | 0.28 | FIXED | 17.3944 | PI1005-259 | 0 | 0 | 0 | 0 | 0 | 0 | 0 | 0 | 0 | 0 | 0 | [11 empty] | 209.8655
PI8000-4053.1 |  |  | 0 | 0.059055 | 0 | 25 | 0.013 | 0 | 17.5259 | 21 | 228.1165 | UNKN | Conduit | 21 | 1 |  | 0 | 107.6391 | 107.6391 | 0.0010764 | Estuary | 0 | FIXED | 48.5 | PI7700-9018 | 0 | 1.2231 | SUBURBS | 0 | 0 | 0 | 1 | Cond | 20 | 32.8084 | 1 | N | 0 |  | CIRC | ROAD | 0.7874 | Full | 0 | Other |  | 0.059055 | 0 | 25 | 0.013 | 0.35 | FIXED | 51.29 | PI8000-4053 | 0 | 0 | 0 | 0 | 0 | 0 | 0 | 0 | 0 | 0 | 0 | [11 empty] | 228.1155
PI7700-9018.1 |  |  | 0 | 0.059055 | 0 | 25 | 0.013 | 0 | -11.5776 | 21 | 222.9595 | UNKN | Conduit | 21 | 1 |  | 0 | 107.6391 | 107.6391 | 0.0010764 | Estuary | 0 | FIXED | 49.69 | PI8000-3602 | 0 | -0.53373 | SUBURBS | 0 | 0 | 0 | 1 | Cond | 20 | 32.8084 | 1 | N | 0 |  | CIRC | ROAD | 0.7874 | Full | 0 | Other |  | 0.059055 | 0 | 25 | 0.013 | 0.25 | FIXED | 48.5 | PI7700-9018 | 0 | 0 | 0 | 0 | 0 | 0 | 0 | 0 | 0 | 0 | 0 | [11 empty] | 222.9596
PI8000-3246.1 |  |  | 0 | 0.059055 | 0 | 25 | 0.013 | 0 | 11.409 | 21 | 428.3254 | UNKN | Conduit | 21 | 1 |  | 0 | 107.6391 | 107.6391 | 0.0010764 | Estuary | 0 | FIXED | 51 | PI8000-2817 | 0 | 0.5183 | SUBURBS | 0 | 0 | 0 | 1 | Cond | 20 | 32.8084 | 1 | N | 0 |  | CIRC | ROAD | 0.7874 | Full | 0 | Other |  | 0.059055 | 0 | 25 | 0.013 | 0.75 | FIXED | 53.22 | PI8000-3246 | 0 | 0 | 0 | 0 | 0 | 0 | 0 | 0 | 0 | 0 | 0 | [11 empty] | 428.3239
PI8000-3602.1 |  |  | 0 | 0.059055 | 0 | 25 | 0.013 | 0 | -15.779 | 21 | 356.0641 | UNKN | Conduit | 21 | 1 |  | 0 | 107.6391 | 107.6391 | 0.0010764 | Estuary | 0 | FIXED | 53.22 | PI8000-3246 | 0 | -0.99139 | SUBURBS | 0 | 0 | 0 | 1 | Cond | 20 | 32.8084 | 1 | N | 0 |  | CIRC | ROAD | 0.7874 | Full | 0 | Other |  | 0.059055 | 0 | 25 | 0.013 | 0.17 | FIXED | 49.69 | PI8000-3602 | 0 | 0 | 0 | 0 | 0 | 0 | 0 | 0 | 0 | 0 | 0 | [11 empty] | 356.0634
PI8000-2817.1 |  |  | 0 | 0.059055 | 0 | 25 | 0.013 | 0 | 15.9856 | 21 | 413.6298 | UNKN | Conduit | 21 | 1 |  | 0 | 107.6391 | 107.6391 | 0.0010764 | Estuary | 0 | FIXED | 46.7912 | PI8000-2404 | 0 | 1.0175 | SUBURBS | 0 | 0 | 0 | 1 | Cond | 20 | 32.8084 | 1 | N | 0 |  | CIRC | ROAD | 0.7874 | Full | 0 | Other |  | 0.059055 | 0 | 25 | 0.013 | 0.17 | FIXED | 51 | PI8000-2817 | 0 | 0 | 0 | 0 | 0 | 0 | 0 | 0 | 0 | 0 | 0 | [11 empty] | 413.629
PI2000-229.1 |  |  | 0 | 0.059055 | 0 | 25 | 0.013 | 0 | 7.6411 | 21 | 123 | UNKN | Conduit | 21 | 1 |  | 0 | 107.6391 | 107.6391 | 0.0010764 | Estuary | 0 | FIXED | 24.693 | PI2000-106 | 0 | 0.23248 | SUBURBS | 0 | 0 | 0 | 1 | Cond | 20 | 32.8084 | 1 | N | 0 |  | CIRC | ROAD | 0.7874 | Full | 0 | Other |  | 0.059055 | 0 | 25 | 0.013 | 0.27 | FIXED | 24.9789 | PI2000-229 | 0 | 0 | 0 | 0 | 0 | 0 | 0 | 0 | 0 | 0 | 0 | [11 empty] | 123.0003
PI2000-106.1 |  |  | 0 | 0.059055 | 0 | 25 | 0.013 | 0 | 7.6411 | 21 | 56 | UNKN | Conduit | 21 | 1 |  | 0 | 107.6391 | 107.6391 | 0.0010764 | Estuary | 0 | FIXED | 24.5628 | PI2000-50 | 0 | 0.23248 | SUBURBS | 0 | 0 | 0 | 1 | Cond | 20 | 32.8084 | 1 | N | 0 |  | CIRC | ROAD | 0.7874 | Full | 0 | Other |  | 0.059055 | 0 | 25 | 0.013 | 0.17 | FIXED | 24.693 | PI2000-106 | 0 | 0 | 0 | 0 | 0 | 0 | 0 | 0 | 0 | 0 | 0 | [11 empty] | 55.9995
PI2000-50.1 |  |  | 0 | 0.059055 | 0 | 25 | 0.013 | 0 | 7.6411 | 21 | 27 | UNKN | Conduit | 21 | 1 |  | 0 | 107.6391 | 107.6391 | 0.0010764 | Estuary | 1 | FIXED | 24.5 | CC0200-1216 | 0 | 0.23248 | SUBURBS | 0 | 0 | 0 | 1 | Cond | 20 | 32.8084 | 1 | N | 0 |  | CIRC | ROAD | 0.7874 | Full | 0 | Other |  | 0.059055 | 0 | 25 | 0.013 | 0.17 | FIXED | 24.5628 | PI2000-50 | 0 | 0 | 0 | 0 | 0 | 0 | 0 | 0 | 0 | 0 | 0 | [11 empty] | 49.8885
PI9400-2004.1 |  |  | 0 | 0.059055 | 0 | 25 | 0.013 | 0 | 7.904 | 21 | 259.9229 | UNKN | Conduit | 21 | 1 |  | 0 | 107.6391 | 107.6391 | 0.0010764 | Estuary | 0 | FIXED | 80.09 | PI9400-1744 | 0 | 0.24876 | SUBURBS | 0 | 0 | 0 | 1 | Cond | 20 | 32.8084 | 1 | N | 0 |  | CIRC | ROAD | 0.7874 | Full | 0 | Other |  | 0.059055 | 0 | 25 | 0.013 | 0.17 | FIXED | 80.7366 | PI9400-2004 | 0 | 0 | 0 | 0 | 0 | 0 | 0 | 0 | 0 | 0 | 0 | [11 empty] | 259.9194
PI9400-2264.1 |  |  | 0 | 0.059055 | 0 | 25 | 0.013 | 0 | 7.1223 | 21 | 259.9612 | UNKN | Conduit | 21 | 1 |  | 0 | 107.6391 | 107.6391 | 0.0010764 | Estuary | 0 | FIXED | 80.7366 | PI9400-2004 | 0 | 0.20199 | SUBURBS | 0 | 0 | 0 | 1 | Cond | 20 | 32.8084 | 1 | N | 0 |  | CIRC | ROAD | 0.7874 | Full | 0 | Other |  | 0.059055 | 0 | 25 | 0.013 | 0.25 | FIXED | 81.2617 | PI9400-2264 | 0 | 0 | 0 | 0 | 0 | 0 | 0 | 0 | 0 | 0 | 0 | [11 empty] | 259.9601
PI2300-1021.1 |  |  | 0 | 0.059055 | 0 | 25 | 0.013 | 0 | 8.1933 | 24 | 68.6309 | UNKN | Conduit | 24 | 1 |  | 0 | 107.6391 | 107.6391 | 0.0010764 | Estuary | 0 | FIXED | 28.03 | PI2300-952 | 0 | 0.13114 | SUBURBS | 0 | 0 | 0 | 1 | Cond | 20 | 32.8084 | 1 | N | 0 |  | CIRC | ROAD | 0.7874 | Full | 0 | Other |  | 0.059055 | 0 | 25 | 0.013 | 0.79 | FIXED | 28.12 | PI2300-1021 | 0 | 0 | 0 | 0 | 0 | 0 | 0 | 0 | 0 | 0 | 0 | [11 empty] | 68.6251
PI2300-952.1 |  |  | 0 | 0.059055 | 0 | 25 | 0.013 | 0 | 7.7569 | 24 | 178.662 | UNKN | Conduit | 24 | 1 |  | 0 | 107.6391 | 107.6391 | 0.0010764 | Estuary | 0 | FIXED | 27.82 | PI2300-774 | 0 | 0.11754 | SUBURBS | 0 | 0 | 0 | 1 | Cond | 20 | 32.8084 | 1 | N | 0 |  | CIRC | ROAD | 0.7874 | Full | 0 | Other |  | 0.059055 | 0 | 25 | 0.013 | 0.18 | FIXED | 28.03 | PI2300-952 | 0 | 0 | 0 | 0 | 0 | 0 | 0 | 0 | 0 | 0 | 0 | [11 empty] | 178.6613
PI2300-512.1 |  |  | 0 | 0.059055 | 0 | 25 | 0.013 | 0 | 8.7099 | 24 | 209.1845 | UNKN | Conduit | 24 | 1 |  | 0 | 107.6391 | 107.6391 | 0.0010764 | Estuary | 0 | FIXED | 27.15 | PI2300-303 | 0 | 0.14819 | SUBURBS | 0 | 0 | 0 | 1 | Cond | 20 | 32.8084 | 1 | N | 0 |  | CIRC | ROAD | 0.7874 | Full | 0 | Other |  | 0.059055 | 0 | 25 | 0.013 | 0.18 | FIXED | 27.46 | PI2300-512 | 0 | 0 | 0 | 0 | 0 | 0 | 0 | 0 | 0 | 0 | 0 | [11 empty] | 209.1839
PI2300-774.1 |  |  | 0 | 0.059055 | 0 | 25 | 0.013 | 0 | 8.3862 | 24 | 262.0371 | UNKN | Conduit | 24 | 1 |  | 0 | 107.6391 | 107.6391 | 0.0010764 | Estuary | 0 | FIXED | 27.46 | PI2300-512 | 0 | 0.13739 | SUBURBS | 0 | 0 | 0 | 1 | Cond | 20 | 32.8084 | 1 | N | 0 |  | CIRC | ROAD | 0.7874 | Full | 0 | Other |  | 0.059055 | 0 | 25 | 0.013 | 0.17 | FIXED | 27.82 | PI2300-774 | 0 | 0 | 0 | 0 | 0 | 0 | 0 | 0 | 0 | 0 | 0 | [11 empty] | 262.005
PI4204-1838.1 |  |  | 0 | 0.059055 | 0 | 25 | 0.013 | 0 | 11.4739 | 24 | 314.0249 | UNKN | Conduit | 24 | 1 |  | 0 | 107.6391 | 107.6391 | 0.0010764 | Estuary | 0 | FIXED | 76.0824 | PI4204-1524 | 0 | 0.25717 | SUBURBS | 0 | 0 | 0 | 1 | Cond | 20 | 32.8084 | 1 | N | 0 |  | CIRC | ROAD | 0.7874 | Full | 0 | Other |  | 0.059055 | 0 | 25 | 0.013 | 0.83 | FIXED | 76.89 | PI4204-1838 | 0 | 0 | 0 | 0 | 0 | 0 | 0 | 0 | 0 | 0 | 0 | [11 empty] | 314.0245
PI4203-862.1 |  |  | 0 | 0.059055 | 0 | 25 | 0.013 | 0 | 19.5921 | 24 | 30.6732 | UNKN | Conduit | 24 | 1 |  | 0 | 107.6391 | 107.6391 | 0.0010764 | Estuary | 0 | FIXED | 75.27 | PI4203-832 | 0 | 0.74984 | SUBURBS | 0 | 0 | 0 | 1 | Cond | 20 | 32.8084 | 1 | N | 0 |  | CIRC | ROAD | 0.7874 | Full | 0 | Other |  | 0.059055 | 0 | 25 | 0.013 | 0.25 | FIXED | 75.5 | PI4203-862 | 0 | 0 | 0 | 0 | 0 | 0 | 0 | 0 | 0 | 0 | 0 | [11 empty] | 30.6652
PI4200-2859.1 |  |  | 0 | 0.059055 | 0 | 25 | 0.013 | 0 | 40.7584 | 36 | 72.318 | UNKN | Conduit | 36 | 1 |  | 0 | 107.6391 | 107.6391 | 0.0010764 | Estuary | 0 | FIXED | 74.85 | PI4200-2786 | 0 | 0.37335 | SUBURBS | 0 | 0 | 0 | 1 | Cond | 20 | 32.8084 | 1 | N | 0 |  | CIRC | ROAD | 0.7874 | Full | 0 | Other |  | 0.059055 | 0 | 25 | 0.013 | 0.17 | FIXED | 75.12 | PI4200-2859 | 0 | 0 | 0 | 0 | 0 | 0 | 0 | 0 | 0 | 0 | 0 | [11 empty] | 72.3086
PI6100-137.1 |  |  | 0 | 0.059055 | 0 | 25 | 0.013 | 0 | 17.3056 | 24 | 136.7443 | UNKN | Conduit | 24 | 1 |  | 0 | 107.6391 | 107.6391 | 0.0010764 | Estuary | 1 | FIXED | 35 | CC0301-1608 | 0 | 0.58503 | SUBURBS | 0 | 0 | 0 | 1 | Cond | 20 | 32.8084 | 1 | N | 0 |  | CIRC | ROAD | 0.7874 | Full | 0 | Other |  | 0.059055 | 0 | 25 | 0.013 | 0.17 | FIXED | 35.8 | PI6100-137 | 0 | 0 | 0 | 0 | 0 | 0 | 0 | 0 | 0 | 0 | 0 | [11 empty] | 136.7442
PI6100-208.1 |  |  | 0 | 0.059055 | 0 | 25 | 0.013 | 0 | 14.209 | 24 | 70.9947 | UNKN | Conduit | 24 | 1 |  | 0 | 107.6391 | 107.6391 | 0.0010764 | Estuary | 0 | FIXED | 35.8 | PI6100-137 | 0 | 0.3944 | SUBURBS | 0 | 0 | 0 | 1 | Cond | 20 | 32.8084 | 1 | N | 0 |  | CIRC | ROAD | 0.7874 | Full | 0 | Other |  | 0.059055 | 0 | 25 | 0.013 | 0.5 | FIXED | 36.08 | PI6100-208 | 0 | 0 | 0 | 0 | 0 | 0 | 0 | 0 | 0 | 0 | 0 | [11 empty] | 70.9947
PI5802-235.1 |  |  | 0 | 0.059055 | 0 | 25 | 0.013 | 0 | 9.8604 | 24 | 235.2176 | UNKN | Conduit | 24 | 1 |  | 0 | 107.6391 | 107.6391 | 0.0010764 | Estuary | 0 | FIXED | 40.9433 | PI5800-585 | 0 | 0.18993 | SUBURBS | 0 | 0 | 0 | 1 | Cond | 20 | 32.8084 | 1 | N | 0 |  | CIRC | ROAD | 0.7874 | Full | 0 | Other |  | 0.059055 | 0 | 25 | 0.013 | 0.5 | FIXED | 41.39 | PI5802-235 | 0 | 0 | 0 | 0 | 0 | 0 | 0 | 0 | 0 | 0 | 0 | [11 empty] | 235.2149
PI130101-913.1 |  |  | 0 | 0.059055 | 0 | 25 | 0.013 | 0 | 16.7401 | 24 | 113.2583 | UNKN | Conduit | 24 | 1 |  | 0 | 107.6391 | 107.6391 | 0.0010764 | Estuary | 0 | FIXED | 28.6 | PI130101-800 | 0 | 0.54742 | SUBURBS | 0 | 0 | 0 | 1 | Cond | 20 | 32.8084 | 1 | N | 0 |  | CIRC | ROAD | 0.7874 | Full | 0 | Other |  | 0.059055 | 0 | 25 | 0.013 | 0.5 | FIXED | 29.22 | PI130101-913 | 0 | 0 | 0 | 0 | 0 | 0 | 0 | 0 | 0 | 0 | 0 | [11 empty] | 113.2583
PI130101-1156.1 |  |  | 0 | 0.059055 | 0 | 25 | 0.013 | 0 | 7.2584 | 24 | 242.9134 | UNKN | Conduit | 24 | 1 |  | 0 | 107.6391 | 107.6391 | 0.0010764 | Estuary | 0 | FIXED | 29.22 | PI130101-913 | 0 | 0.10292 | SUBURBS | 0 | 0 | 0 | 1 | Cond | 20 | 32.8084 | 1 | N | 0 |  | CIRC | ROAD | 0.7874 | Full | 0 | Other |  | 0.059055 | 0 | 25 | 0.013 | 0.17 | FIXED | 29.47 | PI130101-1156 | 0 | 0 | 0 | 0 | 0 | 0 | 0 | 0 | 0 | 0 | 0 | [11 empty] | 242.9128
PI1301-955.1 |  |  | 0 | 0.059055 | 0 | 25 | 0.013 | 0 | 40.6619 | 24 | 76.1644 | UNKN | Conduit | 24 | 1 |  | 0 | 107.6391 | 107.6391 | 0.0010764 | Estuary | 0 | FIXED | 24.42 | PI1301-879 | 0 | 3.2299 | SUBURBS | 0 | 0 | 0 | 1 | Cond | 20 | 32.8084 | 1 | N | 0 |  | CIRC | ROAD | 0.7874 | Full | 0 | Other |  | 0.059055 | 0 | 25 | 0.013 | 0.5 | FIXED | 26.88 | PI1301-955 | 0 | 0 | 0 | 0 | 0 | 0 | 0 | 0 | 0 | 0 | 0 | [11 empty] | 76.1641
PI1301-879.1 |  |  | 0 | 0.059055 | 0 | 25 | 0.013 | 0 | 6.3391 | 24 | 394.9083 | UNKN | Conduit | 24 | 1 |  | 0 | 107.6391 | 107.6391 | 0.0010764 | Estuary | 0 | FIXED | 24.11 | PI1301-484 | 0 | 0.078499 | SUBURBS | 0 | 0 | 0 | 1 | Cond | 20 | 32.8084 | 1 | N | 0 |  | CIRC | ROAD | 0.7874 | Full | 0 | Other |  | 0.059055 | 0 | 25 | 0.013 | 0.19 | FIXED | 24.42 | PI1301-879 | 0 | 0 | 0 | 0 | 0 | 0 | 0 | 0 | 0 | 0 | 0 | [11 empty] | 394.9075
PI1301-484.1 |  |  | 0 | 0.059055 | 0 | 25 | 0.013 | 0 | -16.1756 | 24 | 387.3803 | UNKN | Conduit | 24 | 1 |  | 0 | 107.6391 | 107.6391 | 0.0010764 | Estuary | 0 | FIXED | 26.09 | PI1301-97 | 0 | -0.51113 | SUBURBS | 0 | 0 | 0 | 1 | Cond | 20 | 32.8084 | 1 | N | 0 |  | CIRC | ROAD | 0.7874 | Full | 0 | Other |  | 0.059055 | 0 | 25 | 0.013 | 0.28 | FIXED | 24.11 | PI1301-484 | 0 | 0 | 0 | 0 | 0 | 0 | 0 | 0 | 0 | 0 | 0 | [11 empty] | 387.3795
PI130101-552.1 |  |  | 0 | 0.059055 | 0 | 25 | 0.013 | 0 | 23.4854 | 24 | 552.2218 | UNKN | Conduit | 24 | 1 |  | 0 | 107.6391 | 107.6391 | 0.0010764 | Estuary | 0 | FIXED | 22.37 | PI1301-67 | 0 | 1.0775 | SUBURBS | 0 | 0 | 0 | 1 | Cond | 20 | 32.8084 | 1 | N | 0 |  | CIRC | ROAD | 0.7874 | Full | 0 | Other |  | 0.059055 | 0 | 25 | 0.013 | 0.17 | FIXED | 28.32 | PI130101-552 | 0 | 0 | 0 | 0 | 0 | 0 | 0 | 0 | 0 | 0 | 0 | [11 empty] | 552.1734
PI1301-97.1 |  |  | 0 | 0.059055 | 0 | 25 | 0.013 | 0 | 79.6752 | 24 | 29.9978 | UNKN | Conduit | 24 | 1 |  | 0 | 107.6391 | 107.6391 | 0.0010764 | Estuary | 0 | FIXED | 22.37 | PI1301-67 | 0 | 12.4009 | SUBURBS | 0 | 0 | 0 | 1 | Cond | 20 | 32.8084 | 1 | N | 0 |  | CIRC | ROAD | 0.7874 | Full | 0 | Other |  | 0.059055 | 0 | 25 | 0.013 | 0.58 | FIXED | 26.09 | PI1301-97 | 0 | 0 | 0 | 0 | 0 | 0 | 0 | 0 | 0 | 0 | 0 | [11 empty] | 29.9982
PI8400-3199.1 |  |  | 0 | 0.059055 | 0 | 25 | 0.013 | 0 | 13.4983 | 24 | 36.5239 | UNKN | Conduit | 24 | 1 |  | 0 | 107.6391 | 107.6391 | 0.0010764 | Estuary | 0 | FIXED | 30.44 | PI8400-3163 | 0 | 0.35593 | SUBURBS | 0 | 0 | 0 | 1 | Cond | 20 | 32.8084 | 1 | N | 0 |  | CIRC | ROAD | 0.7874 | Full | 0 | Other |  | 0.059055 | 0 | 25 | 0.013 | 0.25 | FIXED | 30.57 | PI8400-3199 | 0 | 0 | 0 | 0 | 0 | 0 | 0 | 0 | 0 | 0 | 0 | [11 empty] | 36.524
PI8000-6714.1 |  |  | 0 | 0.059055 | 0 | 25 | 0.013 | 0 | 14.3475 | 24 | 189.9845 | UNKN | Conduit | 24 | 1 |  | 0 | 107.6391 | 107.6391 | 0.0010764 | Estuary | 0 | FIXED | 60.9517 | PI8000-6524 | 0 | 0.40213 | SUBURBS | 0 | 0 | 0 | 1 | Cond | 20 | 32.8084 | 1 | N | 0 |  | CIRC | ROAD | 0.7874 | Full | 0 | Other |  | 0.059055 | 0 | 25 | 0.013 | 0.17 | FIXED | 61.7157 | PI8000-6714 | 0 | 0 | 0 | 0 | 0 | 0 | 0 | 0 | 0 | 0 | 0 | [11 empty] | 189.984
PI8400-1891.1 |  |  | 0 | 0.059055 | 0 | 25 | 0.013 | 0 | 12.0849 | 24 | 245.3624 | UNKN | Conduit | 24 | 1 |  | 0 | 107.6391 | 107.6391 | 0.0010764 | Estuary | 0 | FIXED | 25.75 | PI8400-1646 | 0 | 0.28529 | SUBURBS | 0 | 0 | 0 | 1 | Cond | 20 | 32.8084 | 1 | N | 0 |  | CIRC | ROAD | 0.7874 | Full | 0 | Other |  | 0.059055 | 0 | 25 | 0.013 | 0.17 | FIXED | 26.45 | PI8400-1891 | 0 | 0 | 0 | 0 | 0 | 0 | 0 | 0 | 0 | 0 | 0 | [11 empty] | 245.362
PI8400-2136.1 |  |  | 0 | 0.059055 | 0 | 25 | 0.013 | 0 | 12.1168 | 24 | 244.0705 | UNKN | Conduit | 24 | 1 |  | 0 | 107.6391 | 107.6391 | 0.0010764 | Estuary | 0 | FIXED | 26.45 | PI8400-1891 | 0 | 0.2868 | SUBURBS | 0 | 0 | 0 | 1 | Cond | 20 | 32.8084 | 1 | N | 0 |  | CIRC | ROAD | 0.7874 | Full | 0 | Other |  | 0.059055 | 0 | 25 | 0.013 | 0.17 | FIXED | 27.15 | PI8400-2136 | 0 | 0 | 0 | 0 | 0 | 0 | 0 | 0 | 0 | 0 | 0 | [11 empty] | 244.0702
PI8400-2369.1 |  |  | 0 | 0.059055 | 0 | 25 | 0.013 | 0 | 12.2122 | 24 | 233.4075 | UNKN | Conduit | 24 | 1 |  | 0 | 107.6391 | 107.6391 | 0.0010764 | Estuary | 0 | FIXED | 27.15 | PI8400-2136 | 0 | 0.29134 | SUBURBS | 0 | 0 | 0 | 1 | Cond | 20 | 32.8084 | 1 | N | 0 |  | CIRC | ROAD | 0.7874 | Full | 0 | Other |  | 0.059055 | 0 | 25 | 0.013 | 0.17 | FIXED | 27.83 | PI8400-2369 | 0 | 0 | 0 | 0 | 0 | 0 | 0 | 0 | 0 | 0 | 0 | [11 empty] | 233.4065
PI8200-419.1 |  |  | 0 | 0.059055 | 0 | 25 | 0.013 | 0 | 11.3258 | 24 | 638.5166 | UNKN | Conduit | 24 | 1 |  | 0 | 107.6391 | 107.6391 | 0.0010764 | Estuary | 0 | FIXED | 22.58 | PI8200-0 | 0 | 0.25058 | SUBURBS | 0 | 0 | 0 | 1 | Cond | 20 | 32.8084 | 1 | N | 0 |  | CIRC | ROAD | 0.7874 | Full | 0 | Other |  | 0.059055 | 0 | 25 | 0.013 | 0.17 | FIXED | 24.18 | PI8200-419 | 0 | 0 | 0 | 0 | 0 | 0 | 0 | 0 | 0 | 0 | 0 | [11 empty] | 418.8959
PI3800-6181.1 |  |  | 0 | 0.059055 | 0 | 25 | 0.013 | 0 | 65.2284 | 24 | 48.2463 | UNKN | Conduit | 24 | 1 |  | 0 | 107.6391 | 107.6391 | 0.0010764 | Estuary | 0 | FIXED | 68.89 | PI3800-6132 | 0 | 8.3115 | SUBURBS | 0 | 0 | 0 | 1 | Cond | 20 | 32.8084 | 1 | N | 0 |  | CIRC | ROAD | 0.7874 | Full | 0 | Other |  | 0.059055 | 0 | 25 | 0.013 | 0.83 | FIXED | 72.9 | PI3800-6181 | 0 | 0 | 0 | 0 | 0 | 0 | 0 | 0 | 0 | 0 | 0 | [11 empty] | 48.2457
PI3800-4607.1 |  |  | 0 | 0.059055 | 0 | 25 | 0.013 | 0 | -24.5187 | 24 | 197.5537 | UNKN | Conduit | 24 | 1 |  | 0 | 107.6391 | 107.6391 | 0.0010764 | Estuary | 0 | FIXED | 66.41 | PI3800-4410 | 0 | -1.1744 | SUBURBS | 0 | 0 | 0 | 1 | Cond | 20 | 32.8084 | 1 | N | 0 |  | CIRC | ROAD | 0.7874 | Full | 0 | Other |  | 0.059055 | 0 | 25 | 0.013 | 0.17 | FIXED | 64.09 | PI3800-4607 | 0 | 0 | 0 | 0 | 0 | 0 | 0 | 0 | 0 | 0 | 0 | [11 empty] | 197.5536
PI3800-4410.1 |  |  | 0 | 0.059055 | 0 | 25 | 0.013 | 0 | -5.7515 | 24 | 77.3743 | UNKN | Conduit | 24 | 1 |  | 0 | 107.6391 | 107.6391 | 0.0010764 | Estuary | 0 | FIXED | 66.46 | PI3800-4332 | 0 | -0.064621 | SUBURBS | 0 | 0 | 0 | 1 | Cond | 20 | 32.8084 | 1 | N | 0 |  | CIRC | ROAD | 0.7874 | Full | 0 | Other |  | 0.059055 | 0 | 25 | 0.013 | 0.75 | FIXED | 66.41 | PI3800-4410 | 0 | 0 | 0 | 0 | 0 | 0 | 0 | 0 | 0 | 0 | 0 | [11 empty] | 77.3734
PI4400-341.1 |  |  | 0 | 0.059055 | 0 | 25 | 0.013 | 0 | 11.3176 | 24 | 315.7285 | UNKN | Conduit | 24 | 1 |  | 0 | 107.6391 | 107.6391 | 0.0010764 | Estuary | 0 | FIXED | 73.87 | PI4400-25 | 0 | 0.25021 | SUBURBS | 0 | 0 | 0 | 1 | Cond | 20 | 32.8084 | 1 | N | 0 |  | CIRC | ROAD | 0.7874 | Full | 0 | Other |  | 0.059055 | 0 | 25 | 0.013 | 0.5 | FIXED | 74.66 | PI4400-341 | 0 | 0 | 0 | 0 | 0 | 0 | 0 | 0 | 0 | 0 | 0 | [11 empty] | 315.7252
PI4300-2746.1 |  |  | 0 | 0.059055 | 0 | 25 | 0.013 | 0 | 12.9661 | 24 | 112.9925 | UNKN | Conduit | 24 | 1 |  | 0 | 107.6391 | 107.6391 | 0.0010764 | Estuary | 0 | FIXED | 80.2827 | PI4300-2633 | 0 | 0.32842 | SUBURBS | 0 | 0 | 0 | 1 | Cond | 20 | 32.8084 | 1 | N | 0 |  | CIRC | ROAD | 0.7874 | Full | 0 | Other |  | 0.059055 | 0 | 25 | 0.013 | 0.75 | FIXED | 80.6538 | PI4300-2746 | 0 | 0 | 0 | 0 | 0 | 0 | 0 | 0 | 0 | 0 | 0 | [11 empty] | 112.9926
PI4300-2849.1 |  |  | 0 | 0.059055 | 0 | 25 | 0.013 | 0 | 11.3301 | 24 | 102.1784 | UNKN | Conduit | 24 | 1 |  | 0 | 107.6391 | 107.6391 | 0.0010764 | Estuary | 0 | FIXED | 80.6538 | PI4300-2746 | 0 | 0.25077 | SUBURBS | 0 | 0 | 0 | 1 | Cond | 20 | 32.8084 | 1 | N | 0 |  | CIRC | ROAD | 0.7874 | Full | 0 | Other |  | 0.059055 | 0 | 25 | 0.013 | 0.17 | FIXED | 80.91 | PI4300-2849 | 0 | 0 | 0 | 0 | 0 | 0 | 0 | 0 | 0 | 0 | 0 | [11 empty] | 102.1774
PI3800-5117.1 |  |  | 0 | 0.059055 | 0 | 25 | 0.013 | 0 | 9.8831 | 24 | 209.636 | UNKN | Conduit | 24 | 1 |  | 0 | 107.6391 | 107.6391 | 0.0010764 | Estuary | 0 | FIXED | 69.72 | PI3800-4907 | 0 | 0.19081 | SUBURBS | 0 | 0 | 0 | 1 | Cond | 20 | 32.8084 | 1 | N | 0 |  | CIRC | ROAD | 0.7874 | Full | 0 | Other |  | 0.059055 | 0 | 25 | 0.013 | 0.22 | FIXED | 70.12 | PI3800-5117 | 0 | 0 | 0 | 0 | 0 | 0 | 0 | 0 | 0 | 0 | 0 | [11 empty] | 209.6294
PI4300-3223.1 |  |  | 0 | 0.059055 | 0 | 25 | 0.013 | 0 | 11.3301 | 24 | 374.8482 | UNKN | Conduit | 24 | 1 |  | 0 | 107.6391 | 107.6391 | 0.0010764 | Estuary | 0 | FIXED | 80.91 | PI4300-2849 | 0 | 0.25077 | SUBURBS | 0 | 0 | 0 | 1 | Cond | 20 | 32.8084 | 1 | N | 0 |  | CIRC | ROAD | 0.7874 | Full | 0 | Other |  | 0.059055 | 0 | 25 | 0.013 | 0.2 | FIXED | 81.85 | PI4300-3223 | 0 | 0 | 0 | 0 | 0 | 0 | 0 | 0 | 0 | 0 | 0 | [11 empty] | 374.8483
PI4300-3665.1 |  |  | 0 | 0.059055 | 0 | 25 | 0.013 | 0 | 13.3592 | 24 | 441.723 | UNKN | Conduit | 24 | 1 |  | 0 | 107.6391 | 107.6391 | 0.0010764 | Estuary | 0 | FIXED | 81.85 | PI4300-3223 | 0 | 0.34863 | SUBURBS | 0 | 0 | 0 | 1 | Cond | 20 | 32.8084 | 1 | N | 0 |  | CIRC | ROAD | 0.7874 | Full | 0 | Other |  | 0.059055 | 0 | 25 | 0.013 | 0.25 | FIXED | 83.39 | PI4300-3665 | 0 | 0 | 0 | 0 | 0 | 0 | 0 | 0 | 0 | 0 | 0 | [11 empty] | 441.7217
PI3800-4907.1 |  |  | 0 | 0.059055 | 0 | 25 | 0.013 | 0 | 30.9888 | 24 | 300.1169 | UNKN | Conduit | 24 | 1 |  | 0 | 107.6391 | 107.6391 | 0.0010764 | Estuary | 0 | FIXED | 64.09 | PI3800-4607 | 0 | 1.8759 | SUBURBS | 0 | 0 | 0 | 1 | Cond | 20 | 32.8084 | 1 | N | 0 |  | CIRC | ROAD | 0.7874 | Full | 0 | Other |  | 0.059055 | 0 | 25 | 0.013 | 0.17 | FIXED | 69.72 | PI3800-4907 | 0 | 0 | 0 | 0 | 0 | 0 | 0 | 0 | 0 | 0 | 0 | [11 empty] | 300.116
PI3800-5555.1 |  |  | 0 | 0.059055 | 0 | 25 | 0.013 | 0 | 9.8486 | 24 | 438.048 | UNKN | Conduit | 24 | 1 |  | 0 | 107.6391 | 107.6391 | 0.0010764 | Estuary | 0 | FIXED | 70.12 | PI3800-5117 | 0 | 0.18948 | SUBURBS | 0 | 0 | 0 | 1 | Cond | 20 | 32.8084 | 1 | N | 0 |  | CIRC | ROAD | 0.7874 | Full | 0 | Other |  | 0.059055 | 0 | 25 | 0.013 | 0.17 | FIXED | 70.95 | PI3800-5555 | 0 | 0 | 0 | 0 | 0 | 0 | 0 | 0 | 0 | 0 | 0 | [11 empty] | 438.0471
PI3800-6132.1 |  |  | 0 | 0.059055 | 0 | 25 | 0.013 | 0 | -13.516 | 24 | 577.2526 | UNKN | Conduit | 24 | 1 |  | 0 | 107.6391 | 107.6391 | 0.0010764 | Estuary | 0 | FIXED | 70.95 | PI3800-5555 | 0 | -0.35686 | SUBURBS | 0 | 0 | 0 | 1 | Cond | 20 | 32.8084 | 1 | N | 0 |  | CIRC | ROAD | 0.7874 | Full | 0 | Other |  | 0.059055 | 0 | 25 | 0.013 | 0.17 | FIXED | 68.89 | PI3800-6132 | 0 | 0 | 0 | 0 | 0 | 0 | 0 | 0 | 0 | 0 | 0 | [11 empty] | 577.2519
PI0809-1151.1 |  |  | 0 | 0.059055 | 0 | 25 | 0.013 | 0 | 8.0053 | 24 | 367.4462 | UNKN | Conduit | 24 | 1 |  | 0 | 107.6391 | 107.6391 | 0.0010764 | Estuary | 0 | FIXED | 22.77 | PI0809-784 | 0 | 0.12519 | SUBURBS | 0 | 0 | 0 | 1 | Cond | 20 | 32.8084 | 1 | N | 0 |  | CIRC | ROAD | 0.7874 | Full | 0 | Other |  | 0.059055 | 0 | 25 | 0.013 | 0.17 | FIXED | 23.23 | PI0809-1151 | 0 | 0 | 0 | 0 | 0 | 0 | 0 | 0 | 0 | 0 | 0 | [11 empty] | 367.4456
PI0809-240.1 |  |  | 0 | 0.059055 | 0 | 25 | 0.013 | 0 | 9.8593 | 24 | 239.929 | UNKN | Conduit | 24 | 1 |  | 0 | 107.6391 | 107.6391 | 0.0010764 | Estuary | 0 | FIXED | 18.6844 | PI0800-11010 | 0 | 0.18989 | SUBURBS | 0 | 0 | 0 | 1 | Cond | 20 | 32.8084 | 1 | N | 0 |  | CIRC | ROAD | 0.7874 | Full | 0 | Other |  | 0.059055 | 0 | 25 | 0.013 | 0.18 | FIXED | 19.14 | PI0809-240 | 0 | 0 | 0 | 0 | 0 | 0 | 0 | 0 | 0 | 0 | 0 | [11 empty] | 239.9285
PI0809-784.1 |  |  | 0 | 0.059055 | 0 | 25 | 0.013 | 0 | 44.6833 | 24 | 69.9946 | UNKN | Conduit | 24 | 1 |  | 0 | 107.6391 | 107.6391 | 0.0010764 | Estuary | 0 | FIXED | 20.04 | PI0809-714 | 0 | 3.9003 | SUBURBS | 0 | 0 | 0 | 1 | Cond | 20 | 32.8084 | 1 | N | 0 |  | CIRC | ROAD | 0.7874 | Full | 0 | Other |  | 0.059055 | 0 | 25 | 0.013 | 0.75 | FIXED | 22.77 | PI0809-784 | 0 | 0 | 0 | 0 | 0 | 0 | 0 | 0 | 0 | 0 | 0 | [11 empty] | 69.9943
PI0809-714.1 |  |  | 0 | 0.059055 | 0 | 25 | 0.013 | 0 | 9.8593 | 24 | 473.9633 | UNKN | Conduit | 24 | 1 |  | 0 | 107.6391 | 107.6391 | 0.0010764 | Estuary | 0 | FIXED | 19.14 | PI0809-240 | 0 | 0.18989 | SUBURBS | 0 | 0 | 0 | 1 | Cond | 20 | 32.8084 | 1 | N | 0 |  | CIRC | ROAD | 0.7874 | Full | 0 | Other |  | 0.059055 | 0 | 25 | 0.013 | 0.5 | FIXED | 20.04 | PI0809-714 | 0 | 0 | 0 | 0 | 0 | 0 | 0 | 0 | 0 | 0 | 0 | [11 empty] | 473.9629
PI4000-837.1 |  |  | 0 | 0.059055 | 0 | 25 | 0.013 | 0 | 11.2778 | 24 | 173.0662 | UNKN | Conduit | 24 | 1 |  | 0 | 107.6391 | 107.6391 | 0.0010764 | Estuary | 0 | FIXED | 65.08 | PI4000-664 | 0 | 0.24846 | SUBURBS | 0 | 0 | 0 | 1 | Cond | 20 | 32.8084 | 1 | N | 0 |  | CIRC | ROAD | 0.7874 | Full | 0 | Other |  | 0.059055 | 0 | 25 | 0.013 | 0.5 | FIXED | 65.51 | PI4000-837 | 0 | 0 | 0 | 0 | 0 | 0 | 0 | 0 | 0 | 0 | 0 | [11 empty] | 173.0659
PI3800-4332.1 |  |  | 0 | 0.059055 | 0 | 25 | 0.013 | 0 | 11.3275 | 24 | 143.625 | UNKN | Conduit | 24 | 1 |  | 0 | 107.6391 | 107.6391 | 0.0010764 | Estuary | 0 | FIXED | 66.1 | PI3800-4189 | 0 | 0.25065 | SUBURBS | 0 | 0 | 0 | 1 | Cond | 20 | 32.8084 | 1 | N | 0 |  | CIRC | ROAD | 0.7874 | Full | 0 | Other |  | 0.059055 | 0 | 25 | 0.013 | 0.17 | FIXED | 66.46 | PI3800-4332 | 0 | 0 | 0 | 0 | 0 | 0 | 0 | 0 | 0 | 0 | 0 | [11 empty] | 143.6253
PI3800-3775.1 |  |  | 0 | 0.059055 | 0 | 25 | 0.013 | 0 | 8.4843 | 24 | 64.0028 | UNKN | Conduit | 24 | 1 |  | 0 | 107.6391 | 107.6391 | 0.0010764 | Estuary | 0 | FIXED | 65.44 | PI3800-3711 | 0 | 0.14062 | SUBURBS | 0 | 0 | 0 | 1 | Cond | 20 | 32.8084 | 1 | N | 0 |  | CIRC | ROAD | 0.7874 | Full | 0 | Other |  | 0.059055 | 0 | 25 | 0.013 | 0.17 | FIXED | 65.53 | PI3800-3775 | 0 | 0 | 0 | 0 | 0 | 0 | 0 | 0 | 0 | 0 | 0 | [11 empty] | 64.0022
PI3800-3982.1 |  |  | 0 | 0.059055 | 0 | 25 | 0.013 | 0 | 11.3201 | 24 | 207.7294 | UNKN | Conduit | 24 | 1 |  | 0 | 107.6391 | 107.6391 | 0.0010764 | Estuary | 0 | FIXED | 65.53 | PI3800-3775 | 0 | 0.25033 | SUBURBS | 0 | 0 | 0 | 1 | Cond | 20 | 32.8084 | 1 | N | 0 |  | CIRC | ROAD | 0.7874 | Full | 0 | Other |  | 0.059055 | 0 | 25 | 0.013 | 0.17 | FIXED | 66.05 | PI3800-3982 | 0 | 0 | 0 | 0 | 0 | 0 | 0 | 0 | 0 | 0 | 0 | [11 empty] | 207.7291
PI3800-4189.1 |  |  | 0 | 0.059055 | 0 | 25 | 0.013 | 0 | 3.5221 | 24 | 206.3235 | UNKN | Conduit | 24 | 1 |  | 0 | 107.6391 | 107.6391 | 0.0010764 | Estuary | 0 | FIXED | 66.05 | PI3800-3982 | 0 | 0.024234 | SUBURBS | 0 | 0 | 0 | 1 | Cond | 20 | 32.8084 | 1 | N | 0 |  | CIRC | ROAD | 0.7874 | Full | 0 | Other |  | 0.059055 | 0 | 25 | 0.013 | 0.17 | FIXED | 66.1 | PI3800-4189 | 0 | 0 | 0 | 0 | 0 | 0 | 0 | 0 | 0 | 0 | 0 | [11 empty] | 206.323
PI150101-372.1 |  |  | 0 | 0.059055 | 0 | 25 | 0.013 | 0 | 7.4327 | 24 | 371.9909 | UNKN | Conduit | 24 | 1 |  | 0 | 107.6391 | 107.6391 | 0.0010764 | Estuary | 0 | FIXED | 33.5985 | PI1501-596 | 0 | 0.10792 | SUBURBS | 0 | 0 | 0 | 1 | Cond | 20 | 32.8084 | 1 | N | 0 |  | CIRC | ROAD | 0.7874 | Full | 0 | Other |  | 0.059055 | 0 | 25 | 0.013 | 0.5 | FIXED | 34 | PI150101-372 | 0 | 0 | 0 | 0 | 0 | 0 | 0 | 0 | 0 | 0 | 0 | [11 empty] | 371.9906
PI1500-4381.1 |  |  | 0 | 0.059055 | 0 | 25 | 0.013 | 0 | 11.3264 | 24 | 379.0822 | UNKN | Conduit | 24 | 1 |  | 0 | 107.6391 | 107.6391 | 0.0010764 | Estuary | 0 | FIXED | 42.81 | PI1500-4002 | 0 | 0.25061 | SUBURBS | 0 | 0 | 0 | 1 | Cond | 20 | 32.8084 | 1 | N | 0 |  | CIRC | ROAD | 0.7874 | Full | 0 | Other |  | 0.059055 | 0 | 25 | 0.013 | 0.25 | FIXED | 43.76 | PI1500-4381 | 0 | 0 | 0 | 0 | 0 | 0 | 0 | 0 | 0 | 0 | 0 | [11 empty] | 379.0061
PI4400-25.1 |  |  | 0 | 0.059055 | 0 | 25 | 0.013 | 0 | 10.9925 | 24 | 25.4187 | UNKN | Conduit | 24 | 1 |  | 0 | 107.6391 | 107.6391 | 0.0010764 | Estuary | 0 | FIXED | 73.81 | CC0300-11634 | 0 | 0.23605 | SUBURBS | 0 | 0 | 0 | 1 | Cond | 20 | 32.8084 | 1 | N | 0 |  | CIRC | ROAD | 0.7874 | Full | 0 | Other |  | 0.059055 | 0 | 25 | 0.013 | 0.17 | FIXED | 73.87 | PI4400-25 | 0 | 0 | 0 | 0 | 0 | 0 | 0 | 0 | 0 | 0 | 0 | [11 empty] | 25.418
PI150101-521.1 |  |  | 0 | 0.059055 | 0 | 25 | 0.013 | 0 | 23.0841 | 24 | 149.0349 | UNKN | Conduit | 24 | 1 |  | 0 | 107.6391 | 107.6391 | 0.0010764 | Estuary | 0 | FIXED | 34 | PI150101-372 | 0 | 1.041 | SUBURBS | 0 | 0 | 0 | 1 | Cond | 20 | 32.8084 | 1 | N | 0 |  | CIRC | ROAD | 0.7874 | Full | 0 | Other |  | 0.059055 | 0 | 25 | 0.013 | 0.37 | FIXED | 35.5514 | PI150101-521 | 0 | 0 | 0 | 0 | 0 | 0 | 0 | 0 | 0 | 0 | 0 | [11 empty] | 149.0347
PI6801-994.1 |  |  | 0 | 0.059055 | 0 | 25 | 0.013 | 0 | 5.4353 | 24 | 155.9483 | UNKN | Conduit | 24 | 1 |  | 0 | 107.6391 | 107.6391 | 0.0010764 | Estuary | 0 | FIXED | 13.99 | PI6801-838 | 0 | 0.057711 | SUBURBS | 0 | 0 | 0 | 1 | Cond | 20 | 32.8084 | 1 | N | 0 |  | CIRC | ROAD | 0.7874 | Full | 0 | Other |  | 0.059055 | 0 | 25 | 0.013 | 0.37 | FIXED | 14.08 | PI6801-994 | 0 | 0 | 0 | 0 | 0 | 0 | 0 | 0 | 0 | 0 | 0 | [11 empty] | 155.9472
PI6801-762.1 |  |  | 0 | 0.059055 | 0 | 25 | 0.013 | 0 | 9.6896 | 24 | 179.9272 | UNKN | Conduit | 24 | 1 |  | 0 | 107.6391 | 107.6391 | 0.0010764 | Estuary | 0 | FIXED | 13.47 | PI6801-582 | 0 | 0.18341 | SUBURBS | 0 | 0 | 0 | 1 | Cond | 20 | 32.8084 | 1 | N | 0 |  | CIRC | ROAD | 0.7874 | Full | 0 | Other |  | 0.059055 | 0 | 25 | 0.013 | 0.17 | FIXED | 13.8 | PI6801-762 | 0 | 0 | 0 | 0 | 0 | 0 | 0 | 0 | 0 | 0 | 0 | [11 empty] | 179.9215
PI6801-582.1 |  |  | 0 | 0.059055 | 0 | 25 | 0.013 | 0 | 4.0597 | 24 | 186.3654 | UNKN | Conduit | 24 | 1 |  | 0 | 107.6391 | 107.6391 | 0.0010764 | Estuary | 0 | FIXED | 13.41 | PI6801-395 | 0 | 0.032195 | SUBURBS | 0 | 0 | 0 | 1 | Cond | 20 | 32.8084 | 1 | N | 0 |  | CIRC | ROAD | 0.7874 | Full | 0 | Other |  | 0.059055 | 0 | 25 | 0.013 | 0.5 | FIXED | 13.47 | PI6801-582 | 0 | 0 | 0 | 0 | 0 | 0 | 0 | 0 | 0 | 0 | 0 | [11 empty] | 186.3479
PI6904-30.1 |  |  | 0 | 0.059055 | 0 | 25 | 0.013 | 0 | 84.5763 | 24 | 29.556 | UNKN | Conduit | 24 | 1 |  | 0 | 107.6391 | 107.6391 | 0.0010764 | Estuary | 0 | FIXED | 11.17 | PI6900-1162 | 0 | 13.9735 | SUBURBS | 0 | 0 | 0 | 1 | Cond | 20 | 32.8084 | 1 | N | 0 |  | CIRC | ROAD | 0.7874 | Full | 0 | Other |  | 0.059055 | 0 | 25 | 0.013 | 0.17 | FIXED | 15.3 | PI6904-30 | 0 | 0 | 0 | 0 | 0 | 0 | 0 | 0 | 0 | 0 | 0 | [11 empty] | 29.5566
PI9004-866.1 |  |  | 0 | 0.059055 | 0 | 25 | 0.013 | 0 | 13.1928 | 24 | 150.0003 | UNKN | Conduit | 24 | 1 |  | 0 | 107.6391 | 107.6391 | 0.0010764 | Estuary | 0 | FIXED | 57.99 | PI9004-716 | 0 | 0.34 | SUBURBS | 0 | 0 | 0 | 1 | Cond | 20 | 32.8084 | 1 | N | 0 |  | CIRC | ROAD | 0.7874 | Full | 0 | Other |  | 0.059055 | 0 | 25 | 0.013 | 0.5 | FIXED | 58.5 | PI9004-866 | 0 | 0 | 0 | 0 | 0 | 0 | 0 | 0 | 0 | 0 | 0 | [11 empty] | 149.9993
PI9004-339.1 |  |  | 0 | 0.059055 | 0 | 25 | 0.013 | 0 | 11.1037 | 24 | 37.3682 | UNKN | Conduit | 24 | 1 |  | 0 | 107.6391 | 107.6391 | 0.0010764 | Estuary | 0 | FIXED | 56.96 | PI9004-302 | 0 | 0.24085 | SUBURBS | 0 | 0 | 0 | 1 | Cond | 20 | 32.8084 | 1 | N | 0 |  | CIRC | ROAD | 0.7874 | Full | 0 | Other |  | 0.059055 | 0 | 25 | 0.013 | 0.17 | FIXED | 57.05 | PI9004-339 | 0 | 0 | 0 | 0 | 0 | 0 | 0 | 0 | 0 | 0 | 0 | [11 empty] | 37.3666
PI9004-302.1 |  |  | 0 | 0.059055 | 0 | 25 | 0.013 | 0 | 12.7394 | 24 | 301.6921 | UNKN | Conduit | 24 | 1 |  | 0 | 107.6391 | 107.6391 | 0.0010764 | Estuary | 0 | FIXED | 56.0035 | PI9000-5587 | 0 | 0.31704 | SUBURBS | 0 | 0 | 0 | 1 | Cond | 20 | 32.8084 | 1 | N | 0 |  | CIRC | ROAD | 0.7874 | Full | 0 | Other |  | 0.059055 | 0 | 25 | 0.013 | 0.18 | FIXED | 56.96 | PI9004-302 | 0 | 0 | 0 | 0 | 0 | 0 | 0 | 0 | 0 | 0 | 0 | [11 empty] | 301.6911
PI1507-26.1 |  |  | 0 | 0.059055 | 0 | 25 | 0.013 | 0 | 2.8879 | 12 | 25.8848 | UNKN | Conduit | 12 | 1 |  | 0 | 107.6391 | 107.6391 | 0.0010764 | Estuary | 0 | FIXED | 51.65 | PI1500-6785 | 0 | 0.65675 | SUBURBS | 0 | 0 | 0 | 1 | Cond | 20 | 32.8084 | 1 | N | 0 |  | CIRC | ROAD | 0.7874 | Full | 0 | Other |  | 0.059055 | 0 | 25 | 0.013 | 0.5 | FIXED | 51.82 | PI1507-26 | 0 | 0 | 0 | 0 | 0 | 0 | 0 | 0 | 0 | 0 | 0 | [11 empty] | 25.8853
PI5500-1325.1 |  |  | 0 | 0.059055 | 0 | 25 | 0.013 | 0 | 5.8355 | 24 | 120.2629 | UNKN | Conduit | 24 | 1 |  | 0 | 107.6391 | 107.6391 | 0.0010764 | Estuary | 0 | FIXED | 88.88 | PI5500-1205 | 0 | 0.066521 | SUBURBS | 0 | 0 | 0 | 1 | Cond | 20 | 32.8084 | 1 | N | 0 |  | CIRC | ROAD | 0.7874 | Full | 0 | Other |  | 0.059055 | 0 | 25 | 0.013 | 0.25 | FIXED | 88.96 | PI5500-1325 | 0 | 0 | 0 | 0 | 0 | 0 | 0 | 0 | 0 | 0 | 0 | [11 empty] | 120.2257
PI0504-1261.1 |  |  | 0 | 0.059055 | 0 | 25 | 0.013 | 0 | -57.2689 | 36 | 325.6037 | UNKN | Conduit | 36 | 1 |  | 0 | 107.6391 | 107.6391 | 0.0010764 | Estuary | 0 | FIXED | 32.08 | PI0504-935 | 0 | -0.73709 | SUBURBS | 0 | 0 | 0 | 1 | Cond | 20 | 32.8084 | 1 | N | 0 |  | CIRC | ROAD | 0.7874 | Full | 0 | Other |  | 0.059055 | 0 | 25 | 0.013 | 0.68 | FIXED | 29.68 | PI0504-1261 | 0 | 0 | 0 | 0 | 0 | 0 | 0 | 0 | 0 | 0 | 0 | [11 empty] | 325.6033
PI0504-2757.1 |  |  | 0 | 0.059055 | 0 | 25 | 0.013 | 0 | 29.0473 | 36 | 316.4133 | UNKN | Conduit | 36 | 1 |  | 0 | 107.6391 | 107.6391 | 0.0010764 | Estuary | 0 | FIXED | 36.11 | PI0504-2441 | 0 | 0.18963 | SUBURBS | 0 | 0 | 0 | 1 | Cond | 20 | 32.8084 | 1 | N | 0 |  | CIRC | ROAD | 0.7874 | Full | 0 | Other |  | 0.059055 | 0 | 25 | 0.013 | 0.86 | FIXED | 36.71 | PI0504-2757 | 0 | 0 | 0 | 0 | 0 | 0 | 0 | 0 | 0 | 0 | 0 | [11 empty] | 316.413
PI0504-1661.1 |  |  | 0 | 0.059055 | 0 | 25 | 0.013 | 0 | 68.3548 | 36 | 399.97 | UNKN | Conduit | 36 | 1 |  | 0 | 107.6391 | 107.6391 | 0.0010764 | Estuary | 0 | FIXED | 29.68 | PI0504-1261 | 0 | 1.0501 | SUBURBS | 0 | 0 | 0 | 1 | Cond | 20 | 32.8084 | 1 | N | 0 |  | CIRC | ROAD | 0.7874 | Full | 0 | Other |  | 0.059055 | 0 | 25 | 0.013 | 0.17 | FIXED | 33.88 | PI0504-1661 | 0 | 0 | 0 | 0 | 0 | 0 | 0 | 0 | 0 | 0 | 0 | [11 empty] | 399.9692
PI0504-2041.1 |  |  | 0 | 0.059055 | 0 | 25 | 0.013 | 0 | 42.6038 | 36 | 379.9718 | UNKN | Conduit | 36 | 1 |  | 0 | 107.6391 | 107.6391 | 0.0010764 | Estuary | 0 | FIXED | 33.88 | PI0504-1661 | 0 | 0.40793 | SUBURBS | 0 | 0 | 0 | 1 | Cond | 20 | 32.8084 | 1 | N | 0 |  | CIRC | ROAD | 0.7874 | Full | 0 | Other |  | 0.059055 | 0 | 25 | 0.013 | 0.17 | FIXED | 35.43 | PI0504-2041 | 0 | 0 | 0 | 0 | 0 | 0 | 0 | 0 | 0 | 0 | 0 | [11 empty] | 379.9711
PI1501-768.1 |  |  | 0 | 0.059055 | 0 | 25 | 0.013 | 0 | -5.4236 | 24 | 171.5016 | UNKN | Conduit | 24 | 1 |  | 0 | 107.6391 | 107.6391 | 0.0010764 | Estuary | 0 | FIXED | 33.5985 | PI1501-596 | 0 | -0.057462 | SUBURBS | 0 | 0 | 0 | 1 | Cond | 20 | 32.8084 | 1 | N | 0 |  | CIRC | ROAD | 0.7874 | Full | 0 | Other |  | 0.059055 | 0 | 25 | 0.013 | 0.5 | FIXED | 33.5 | PI1501-768 | 0 | 0 | 0 | 0 | 0 | 0 | 0 | 0 | 0 | 0 | 0 | [11 empty] | 171.5012
PI3300-1847.1 |  |  | 0 | 0.059055 | 0 | 25 | 0.013 | 0 | 11.2797 | 24 | 185.0771 | UNKN | Conduit | 24 | 1 |  | 0 | 107.6391 | 107.6391 | 0.0010764 | Estuary | 0 | FIXED | 54.11 | PI1600-541 | 0 | 0.24855 | SUBURBS | 0 | 0 | 0 | 1 | Cond | 20 | 32.8084 | 1 | N | 0 |  | CIRC | ROAD | 0.7874 | Full | 0 | Other |  | 0.059055 | 0 | 25 | 0.013 | 0.25 | FIXED | 54.57 | PI3300-1847 | 0 | 0 | 0 | 0 | 0 | 0 | 0 | 0 | 0 | 0 | 0 | [11 empty] | 185.0767
PI3001-77.1 |  |  | 0 | 0.059055 | 0 | 25 | 0.013 | 0 | 20.2093 | 24 | 77.4169 | UNKN | Conduit | 24 | 1 |  | 0 | 107.6391 | 107.6391 | 0.0010764 | Estuary | 0 | FIXED | 49.3823 | PI3000-1451 | 0 | 0.79783 | SUBURBS | 0 | 0 | 0 | 1 | Cond | 20 | 32.8084 | 1 | N | 0 |  | CIRC | ROAD | 0.7874 | Full | 0 | Other |  | 0.059055 | 0 | 25 | 0.013 | 0.5 | FIXED | 50 | PI3001-77 | 0 | 0 | 0 | 0 | 0 | 0 | 0 | 0 | 0 | 0 | 0 | [11 empty] | 77.4172
PI1501-1030.1 |  |  | 0 | 0.059055 | 0 | 25 | 0.013 | 0 | 9.8843 | 24 | 261.9808 | UNKN | Conduit | 24 | 1 |  | 0 | 107.6391 | 107.6391 | 0.0010764 | Estuary | 0 | FIXED | 33.5 | PI1501-768 | 0 | 0.19085 | SUBURBS | 0 | 0 | 0 | 1 | Cond | 20 | 32.8084 | 1 | N | 0 |  | CIRC | ROAD | 0.7874 | Full | 0 | Other |  | 0.059055 | 0 | 25 | 0.013 | 0.83 | FIXED | 34 | PI1501-1030 | 0 | 0 | 0 | 0 | 0 | 0 | 0 | 0 | 0 | 0 | 0 | [11 empty] | 261.9805
PI1400-644.1 |  |  | 0 | 0.059055 | 0 | 25 | 0.013 | 0 | 11.329 | 24 | 299.1371 | UNKN | Conduit | 24 | 1 |  | 0 | 107.6391 | 107.6391 | 0.0010764 | Estuary | 0 | FIXED | 29 | PI1400-345 | 0 | 0.25072 | SUBURBS | 0 | 0 | 0 | 1 | Cond | 20 | 32.8084 | 1 | N | 0 |  | CIRC | ROAD | 0.7874 | Full | 0 | Other |  | 0.059055 | 0 | 25 | 0.013 | 0.17 | FIXED | 29.75 | PI1400-644 | 0 | 0 | 0 | 0 | 0 | 0 | 0 | 0 | 0 | 0 | 0 | [11 empty] | 299.1362
PI1100-1318.1 |  |  | 0 | 0.059055 | 0 | 25 | 0.013 | 0 | -14.7533 | 24 | 322.209 | UNKN | Conduit | 24 | 1 |  | 0 | 107.6391 | 107.6391 | 0.0010764 | Estuary | 0 | FIXED | 23.89 | PI1100-995 | 0 | -0.42519 | SUBURBS | 0 | 0 | 0 | 1 | Cond | 20 | 32.8084 | 1 | N | 0 |  | CIRC | ROAD | 0.7874 | Full | 0 | Other |  | 0.059055 | 0 | 25 | 0.013 | 0.75 | FIXED | 22.52 | PI1100-1318 | 0 | 0 | 0 | 0 | 0 | 0 | 0 | 0 | 0 | 0 | 0 | [11 empty] | 322.2086
PI3000-1451.1 |  |  | 0 | 0.059055 | 0 | 25 | 0.013 | 0 | 14.3298 | 24 | 417.0548 | UNKN | Conduit | 24 | 1 |  | 0 | 107.6391 | 107.6391 | 0.0010764 | Estuary | 0 | FIXED | 47.7094 | PI3000-1034 | 0 | 0.40113 | SUBURBS | 0 | 0 | 0 | 1 | Cond | 20 | 32.8084 | 1 | N | 0 |  | CIRC | ROAD | 0.7874 | Full | 0 | Other |  | 0.059055 | 0 | 25 | 0.013 | 0.25 | FIXED | 49.3823 | PI3000-1451 | 0 | 0 | 0 | 0 | 0 | 0 | 0 | 0 | 0 | 0 | 0 | [11 empty] | 417.0541
PI3901-68.1 |  |  | 0 | 0.059055 | 0 | 25 | 0.013 | 0 | 11.3403 | 24 | 67.6699 | UNKN | Conduit | 24 | 1 |  | 0 | 107.6391 | 107.6391 | 0.0010764 | Estuary | 0 | FIXED | 62.28 | PI3900-1100 | 0 | 0.25122 | SUBURBS | 0 | 0 | 0 | 1 | Cond | 20 | 32.8084 | 1 | N | 0 |  | CIRC | ROAD | 0.7874 | Full | 0 | Other |  | 0.059055 | 0 | 25 | 0.013 | 0.5 | FIXED | 62.45 | PI3901-68 | 0 | 0 | 0 | 0 | 0 | 0 | 0 | 0 | 0 | 0 | 0 | [11 empty] | 67.6721
PI6800-1636.1 |  |  | 0 | 0.059055 | 0 | 25 | 0.013 | 0 | 11.2479 | 24 | 173.9874 | UNKN | Conduit | 24 | 1 |  | 0 | 107.6391 | 107.6391 | 0.0010764 | Estuary | 0 | FIXED | 15.42 | PI6800-1462 | 0 | 0.24714 | SUBURBS | 0 | 0 | 0 | 1 | Cond | 20 | 32.8084 | 1 | N | 0 |  | CIRC | ROAD | 0.7874 | Full | 0 | Other |  | 0.059055 | 0 | 25 | 0.013 | 0.17 | FIXED | 15.85 | PI6800-1636 | 0 | 0 | 0 | 0 | 0 | 0 | 0 | 0 | 0 | 0 | 0 | [11 empty] | 173.9875
PI6800-1857.1 |  |  | 0 | 0.059055 | 0 | 25 | 0.013 | 0 | 17.4522 | 24 | 173.1134 | UNKN | Conduit | 24 | 1 |  | 0 | 107.6391 | 107.6391 | 0.0010764 | Estuary | 0 | FIXED | 15.91 | PI6800-1684 | 0 | 0.59499 | SUBURBS | 0 | 0 | 0 | 1 | Cond | 20 | 32.8084 | 1 | N | 0 |  | CIRC | ROAD | 0.7874 | Full | 0 | Other |  | 0.059055 | 0 | 25 | 0.013 | 0.17 | FIXED | 16.94 | PI6800-1857 | 0 | 0 | 0 | 0 | 0 | 0 | 0 | 0 | 0 | 0 | 0 | [11 empty] | 173.1125
PI6800-2010.1 |  |  | 0 | 0.059055 | 0 | 25 | 0.013 | 0 | 11.546 | 24 | 153.6006 | UNKN | Conduit | 24 | 1 |  | 0 | 107.6391 | 107.6391 | 0.0010764 | Estuary | 0 | FIXED | 16.94 | PI6800-1857 | 0 | 0.26042 | SUBURBS | 0 | 0 | 0 | 1 | Cond | 20 | 32.8084 | 1 | N | 0 |  | CIRC | ROAD | 0.7874 | Full | 0 | Other |  | 0.059055 | 0 | 25 | 0.013 | 0.77 | FIXED | 17.34 | PI6800-2010 | 0 | 0 | 0 | 0 | 0 | 0 | 0 | 0 | 0 | 0 | 0 | [11 empty] | 153.6001
PI8400-3163.1 |  |  | 0 | 0.059055 | 0 | 25 | 0.013 | 0 | 12.5565 | 24 | 308.4449 | UNKN | Conduit | 24 | 1 |  | 0 | 107.6391 | 107.6391 | 0.0010764 | Estuary | 0 | FIXED | 29.49 | PI8400-2854 | 0 | 0.308 | SUBURBS | 0 | 0 | 0 | 1 | Cond | 20 | 32.8084 | 1 | N | 0 |  | CIRC | ROAD | 0.7874 | Full | 0 | Other |  | 0.059055 | 0 | 25 | 0.013 | 0.17 | FIXED | 30.44 | PI8400-3163 | 0 | 0 | 0 | 0 | 0 | 0 | 0 | 0 | 0 | 0 | 0 | [11 empty] | 308.4443
PI8400-1529.1 |  |  | 0 | 0.059055 | 0 | 25 | 0.013 | 0 | 6.8608 | 24 | 87.0021 | UNKN | Conduit | 24 | 1 |  | 0 | 107.6391 | 107.6391 | 0.0010764 | Estuary | 0 | FIXED | 25.56 | PI8400-1442 | 0 | 0.091952 | SUBURBS | 0 | 0 | 0 | 1 | Cond | 20 | 32.8084 | 1 | N | 0 |  | CIRC | ROAD | 0.7874 | Full | 0 | Other |  | 0.059055 | 0 | 25 | 0.013 | 0.17 | FIXED | 25.64 | PI8400-1529 | 0 | 0 | 0 | 0 | 0 | 0 | 0 | 0 | 0 | 0 | 0 | [11 empty] | 87.002
PI8400-1646.1 |  |  | 0 | 0.059055 | 0 | 25 | 0.013 | 0 | 6.9374 | 24 | 117.0027 | UNKN | Conduit | 24 | 1 |  | 0 | 107.6391 | 107.6391 | 0.0010764 | Estuary | 0 | FIXED | 25.64 | PI8400-1529 | 0 | 0.094015 | SUBURBS | 0 | 0 | 0 | 1 | Cond | 20 | 32.8084 | 1 | N | 0 |  | CIRC | ROAD | 0.7874 | Full | 0 | Other |  | 0.059055 | 0 | 25 | 0.013 | 0.17 | FIXED | 25.75 | PI8400-1646 | 0 | 0 | 0 | 0 | 0 | 0 | 0 | 0 | 0 | 0 | 0 | [11 empty] | 117.002
PI5500-760.1 |  |  | 0 | 0.059055 | 0 | 25 | 0.013 | 0 | -14.7408 | 24 | 277.9932 | UNKN | Conduit | 24 | 1 |  | 0 | 107.6391 | 107.6391 | 0.0010764 | Estuary | 0 | FIXED | 86.44 | PI5500-482 | 0 | -0.42447 | SUBURBS | 0 | 0 | 0 | 1 | Cond | 20 | 32.8084 | 1 | N | 0 |  | CIRC | ROAD | 0.7874 | Full | 0 | Other |  | 0.059055 | 0 | 25 | 0.013 | 0.17 | FIXED | 85.26 | PI5500-760 | 0 | 0 | 0 | 0 | 0 | 0 | 0 | 0 | 0 | 0 | 0 | [11 empty] | 273.0446
PI5500-1205.1 |  |  | 0 | 0.059055 | 0 | 25 | 0.013 | 0 | 20.4073 | 24 | 444.9678 | UNKN | Conduit | 24 | 1 |  | 0 | 107.6391 | 107.6391 | 0.0010764 | Estuary | 0 | FIXED | 85.26 | PI5500-760 | 0 | 0.81354 | SUBURBS | 0 | 0 | 0 | 1 | Cond | 20 | 32.8084 | 1 | N | 0 |  | CIRC | ROAD | 0.7874 | Full | 0 | Other |  | 0.059055 | 0 | 25 | 0.013 | 0.18 | FIXED | 88.88 | PI5500-1205 | 0 | 0 | 0 | 0 | 0 | 0 | 0 | 0 | 0 | 0 | 0 | [11 empty] | 445.6429
PI5500-482.1 |  |  | 0 | 0.059055 | 0 | 25 | 0.013 | 0 | 9.3072 | 24 | 29.5481 | UNKN | Conduit | 24 | 1 |  | 0 | 107.6391 | 107.6391 | 0.0010764 | Estuary | 0 | FIXED | 86.39 | PI5500-452 | 0 | 0.16922 | SUBURBS | 0 | 0 | 0 | 1 | Cond | 20 | 32.8084 | 1 | N | 0 |  | CIRC | ROAD | 0.7874 | Full | 0 | Other |  | 0.059055 | 0 | 25 | 0.013 | 0.5 | FIXED | 86.44 | PI5500-482 | 0 | 0 | 0 | 0 | 0 | 0 | 0 | 0 | 0 | 0 | 0 | [11 empty] | 29.5478
PI5500-452.1 |  |  | 0 | 0.059055 | 0 | 25 | 0.013 | 0 | 20.6273 | 24 | 38.4998 | UNKN | Conduit | 24 | 1 |  | 0 | 107.6391 | 107.6391 | 0.0010764 | Estuary | 0 | FIXED | 86.39 | PI5501-38 | 0 | 0.83117 | SUBURBS | 0 | 0 | 0 | 1 | Cond | 20 | 32.8084 | 1 | N | 0 |  | CIRC | ROAD | 0.7874 | Full | 0 | Other |  | 0.059055 | 0 | 25 | 0.013 | 0.5 | FIXED | 86.71 | PI5500-452 | 0 | 0 | 0 | 0 | 0 | 0 | 0 | 0 | 0 | 0 | 0 | [11 empty] | 38.4996
PI5501-38.1 |  |  | 0 | 0.059055 | 0 | 25 | 0.013 | 0 | 11.1182 | 24 | 57.9765 | UNKN | Conduit | 24 | 1 |  | 0 | 107.6391 | 107.6391 | 0.0010764 | Estuary | 0 | FIXED | 86.71 | PI5501-96 | 0 | 0.24148 | SUBURBS | 0 | 0 | 0 | 1 | Cond | 20 | 32.8084 | 1 | N | 0 |  | CIRC | ROAD | 0.7874 | Full | 0 | Other |  | 0.059055 | 0 | 25 | 0.013 | 0.5 | FIXED | 86.85 | PI5501-38 | 0 | 0 | 0 | 0 | 0 | 0 | 0 | 0 | 0 | 0 | 0 | [11 empty] | 57.9763
PI2600-3117.1 |  |  | 0 | 0.059055 | 0 | 25 | 0.013 | 0 | 12.3263 | 24 | 426.8551 | UNKN | Conduit | 24 | 1 |  | 0 | 107.6391 | 107.6391 | 0.0010764 | Estuary | 0 | FIXED | 42.7331 | PI2600-2691 | 0 | 0.29681 | SUBURBS | 0 | 0 | 0 | 1 | Cond | 20 | 32.8084 | 1 | N | 0 |  | CIRC | ROAD | 0.7874 | Full | 0 | Other |  | 0.059055 | 0 | 25 | 0.013 | 0.5 | FIXED | 44 | PI2600-3117 | 0 | 0 | 0 | 0 | 0 | 0 | 0 | 0 | 0 | 0 | 0 | [11 empty] | 426.8222
PI130101-800.1 |  |  | 0 | 0.059055 | 0 | 25 | 0.013 | 0 | 16.7401 | 24 | 133.246 | UNKN | Conduit | 24 | 1 |  | 0 | 107.6391 | 107.6391 | 0.0010764 | Estuary | 0 | FIXED | 27.8706 | PI130101-667 | 0 | 0.54742 | SUBURBS | 0 | 0 | 0 | 1 | Cond | 20 | 32.8084 | 1 | N | 0 |  | CIRC | ROAD | 0.7874 | Full | 0 | Other |  | 0.059055 | 0 | 25 | 0.013 | 0.75 | FIXED | 28.6 | PI130101-800 | 0 | 0 | 0 | 0 | 0 | 0 | 0 | 0 | 0 | 0 | 0 | [11 empty] | 133.2244
PI9004-716.1 |  |  | 0 | 0.059055 | 0 | 25 | 0.013 | 0 | 11.3036 | 24 | 376.6048 | UNKN | Conduit | 24 | 1 |  | 0 | 107.6391 | 107.6391 | 0.0010764 | Estuary | 0 | FIXED | 57.05 | PI9004-339 | 0 | 0.2496 | SUBURBS | 0 | 0 | 0 | 1 | Cond | 20 | 32.8084 | 1 | N | 0 |  | CIRC | ROAD | 0.7874 | Full | 0 | Other |  | 0.059055 | 0 | 25 | 0.013 | 0.19 | FIXED | 57.99 | PI9004-716 | 0 | 0 | 0 | 0 | 0 | 0 | 0 | 0 | 0 | 0 | 0 | [11 empty] | 376.5381
PI6904-284.1 |  |  | 0 | 0.059055 | 0 | 25 | 0.013 | 0 | 12.1158 | 24 | 254.5704 | UNKN | Conduit | 24 | 1 |  | 0 | 107.6391 | 107.6391 | 0.0010764 | Estuary | 0 | FIXED | 15.3 | PI6904-30 | 0 | 0.28676 | SUBURBS | 0 | 0 | 0 | 1 | Cond | 20 | 32.8084 | 1 | N | 0 |  | CIRC | ROAD | 0.7874 | Full | 0 | Other |  | 0.059055 | 0 | 25 | 0.013 | 0.28 | FIXED | 16.03 | PI6904-284 | 0 | 0 | 0 | 0 | 0 | 0 | 0 | 0 | 0 | 0 | 0 | [11 empty] | 254.57
PI1600-541.1 |  |  | 0 | 0.059055 | 0 | 25 | 0.013 | 0 | 11.4195 | 24 | 512.2111 | UNKN | Conduit | 24 | 1 |  | 0 | 107.6391 | 107.6391 | 0.0010764 | Estuary | 0 | FIXED | 52.8052 | PI3300-1150 | 0 | 0.25474 | SUBURBS | 0 | 0 | 0 | 1 | Cond | 20 | 32.8084 | 1 | N | 0 |  | CIRC | ROAD | 0.7874 | Full | 0 | Other |  | 0.059055 | 0 | 25 | 0.013 | 0.75 | FIXED | 54.11 | PI1600-541 | 0 | 0 | 0 | 0 | 0 | 0 | 0 | 0 | 0 | 0 | 0 | [11 empty] | 512.1745
PI6800-1684.1 |  |  | 0 | 0.059055 | 0 | 25 | 0.013 | 0 | 8.0702 | 24 | 47.16 | UNKN | Conduit | 24 | 1 |  | 0 | 107.6391 | 107.6391 | 0.0010764 | Estuary | 0 | FIXED | 15.85 | PI6800-1636 | 0 | 0.12723 | SUBURBS | 0 | 0 | 0 | 1 | Cond | 20 | 32.8084 | 1 | N | 0 |  | CIRC | ROAD | 0.7874 | Full | 0 | Other |  | 0.059055 | 0 | 25 | 0.013 | 0.17 | FIXED | 15.91 | PI6800-1684 | 0 | 0 | 0 | 0 | 0 | 0 | 0 | 0 | 0 | 0 | 0 | [11 empty] | 47.1599
PI1201-202.1 |  |  | 0 | 0.059055 | 0 | 25 | 0.013 | 0 | 18.4761 | 24 | 202.4218 | UNKN | Conduit | 24 | 1 |  | 0 | 107.6391 | 107.6391 | 0.0010764 | Estuary | 0 | FIXED | 19.0016 | PI1200-462 | 0 | 0.66685 | SUBURBS | 0 | 0 | 0 | 1 | Cond | 20 | 32.8084 | 1 | N | 0 |  | CIRC | ROAD | 0.7874 | Full | 0 | Other |  | 0.059055 | 0 | 25 | 0.013 | 0.2 | FIXED | 20.3515 | PI1201-202 | 0 | 0 | 0 | 0 | 0 | 0 | 0 | 0 | 0 | 0 | 0 | [11 empty] | 202.422
PI1400-883.1 |  |  | 0 | 0.059055 | 0 | 25 | 0.013 | 0 | -10.7164 | 24 | 239.3854 | UNKN | Conduit | 24 | 1 |  | 0 | 107.6391 | 107.6391 | 0.0010764 | Estuary | 0 | FIXED | 29.75 | PI1400-644 | 0 | -0.22434 | SUBURBS | 0 | 0 | 0 | 1 | Cond | 20 | 32.8084 | 1 | N | 0 |  | CIRC | ROAD | 0.7874 | Full | 0 | Other |  | 0.059055 | 0 | 25 | 0.013 | 0.25 | FIXED | 29.213 | PI1400-883 | 0 | 0 | 0 | 0 | 0 | 0 | 0 | 0 | 0 | 0 | 0 | [11 empty] | 239.3843
PI1400-345.1 |  |  | 0 | 0.059055 | 0 | 25 | 0.013 | 0 | 11.3552 | 24 | 59.5518 | UNKN | Conduit | 24 | 1 |  | 0 | 107.6391 | 107.6391 | 0.0010764 | Estuary | 0 | FIXED | 28.85 | PI1400-285 | 0 | 0.25188 | SUBURBS | 0 | 0 | 0 | 1 | Cond | 20 | 32.8084 | 1 | N | 0 |  | CIRC | ROAD | 0.7874 | Full | 0 | Other |  | 0.059055 | 0 | 25 | 0.013 | 0.28 | FIXED | 29 | PI1400-345 | 0 | 0 | 0 | 0 | 0 | 0 | 0 | 0 | 0 | 0 | 0 | [11 empty] | 59.5519
PI1100-1495.1 |  |  | 0 | 0.059055 | 0 | 25 | 0.013 | 0 | 10.2541 | 24 | 146.0568 | UNKN | Conduit | 24 | 1 |  | 0 | 107.6391 | 107.6391 | 0.0010764 | Estuary | 0 | FIXED | 22.6 | PI1100-1349 | 0 | 0.2054 | SUBURBS | 0 | 0 | 0 | 1 | Cond | 20 | 32.8084 | 1 | N | 0 |  | CIRC | ROAD | 0.7874 | Full | 0 | Other |  | 0.059055 | 0 | 25 | 0.013 | 0.25 | FIXED | 22.9 | PI1100-1495 | 0 | 0 | 0 | 0 | 0 | 0 | 0 | 0 | 0 | 0 | 0 | [11 empty] | 146.0566
PI1100-1349.1 |  |  | 0 | 0.059055 | 0 | 25 | 0.013 | 0 | 11.4941 | 24 | 30.998 | UNKN | Conduit | 24 | 1 |  | 0 | 107.6391 | 107.6391 | 0.0010764 | Estuary | 0 | FIXED | 22.52 | PI1100-1318 | 0 | 0.25808 | SUBURBS | 0 | 0 | 0 | 1 | Cond | 20 | 32.8084 | 1 | N | 0 |  | CIRC | ROAD | 0.7874 | Full | 0 | Other |  | 0.059055 | 0 | 25 | 0.013 | 0.75 | FIXED | 22.6 | PI1100-1349 | 0 | 0 | 0 | 0 | 0 | 0 | 0 | 0 | 0 | 0 | 0 | [11 empty] | 30.998
PI1100-1973.1 |  |  | 0 | 0.059055 | 0 | 25 | 0.013 | 0 | 11.3023 | 24 | 208.3824 | UNKN | Conduit | 24 | 1 |  | 0 | 107.6391 | 107.6391 | 0.0010764 | Estuary | 0 | FIXED | 23.19 | PI1100-1765 | 0 | 0.24954 | SUBURBS | 0 | 0 | 0 | 1 | Cond | 20 | 32.8084 | 1 | N | 0 |  | CIRC | ROAD | 0.7874 | Full | 0 | Other |  | 0.059055 | 0 | 25 | 0.013 | 0.17 | FIXED | 23.71 | PI1100-1973 | 0 | 0 | 0 | 0 | 0 | 0 | 0 | 0 | 0 | 0 | 0 | [11 empty] | 208.6827
PI1100-2008.1 |  |  | 0 | 0.059055 | 0 | 25 | 0.013 | 0 | 3.8421 | 24 | 34.6777 | UNKN | Conduit | 24 | 1 |  | 0 | 107.6391 | 107.6391 | 0.0010764 | Estuary | 0 | FIXED | 23.71 | PI1100-1973 | 0 | 0.028837 | SUBURBS | 0 | 0 | 0 | 1 | Cond | 20 | 32.8084 | 1 | N | 0 |  | CIRC | ROAD | 0.7874 | Full | 0 | Other |  | 0.059055 | 0 | 25 | 0.013 | 0.25 | FIXED | 23.72 | PI1100-2008 | 0 | 0 | 0 | 0 | 0 | 0 | 0 | 0 | 0 | 0 | 0 | [11 empty] | 34.3589
PI1500-3234.1 |  |  | 0 | 0.059055 | 0 | 25 | 0.013 | 0 | 25.0072 | 30 | 148 | UNKN | Conduit | 30 | 1 |  | 0 | 107.6391 | 107.6391 | 0.0010764 | Estuary | 0 | FIXED | 36.98 | PI1500-3082 | 0 | 0.37162 | SUBURBS | 0 | 0 | 0 | 1 | Cond | 20 | 32.8084 | 1 | N | 0 |  | CIRC | ROAD | 0.7874 | Full | 0 | Other |  | 0.059055 | 0 | 25 | 0.013 | 0.26 | FIXED | 37.53 | PI1500-3234 | 0 | 0 | 0 | 0 | 0 | 0 | 0 | 0 | 0 | 0 | 0 | [11 empty] | 151.6738
PI1100-995.1 |  |  | 0 | 0.059055 | 0 | 25 | 0.013 | 0 | 50.4804 | 24 | 95.2194 | UNKN | Conduit | 24 | 1 |  | 0 | 107.6391 | 107.6391 | 0.0010764 | Estuary | 0 | FIXED | 19.15 | PI1100-900 | 0 | 4.978 | SUBURBS | 0 | 0 | 0 | 1 | Cond | 20 | 32.8084 | 1 | N | 0 |  | CIRC | ROAD | 0.7874 | Full | 0 | Other |  | 0.059055 | 0 | 25 | 0.013 | 0.17 | FIXED | 23.89 | PI1100-995 | 0 | 0 | 0 | 0 | 0 | 0 | 0 | 0 | 0 | 0 | 0 | [11 empty] | 95.219
PI2100-30.1 |  |  | 0 | 0.059055 | 0 | 25 | 0.013 | 0 | 23.7232 | 24 | 21.8301 | UNKN | Conduit | 24 | 1 |  | 0 | 107.6391 | 107.6391 | 0.0010764 | Estuary | 1 | FIXED | 23.13 | CC0200-1549 | 0 | 1.0994 | SUBURBS | 0 | 0 | 0 | 1 | Cond | 20 | 32.8084 | 1 | N | 0 |  | CIRC | ROAD | 0.7874 | Full | 0 | Other |  | 0.059055 | 0 | 25 | 0.013 | 0.5 | FIXED | 23.37 | PI2100-30 | 0 | 0 | 0 | 0 | 0 | 0 | 0 | 0 | 0 | 0 | 0 | [11 empty] | 29.9416
PI0300-9766.1 |  |  | 0 | 0.059055 | 0 | 25 | 0.013 | 0 | 14.3983 | 24 | 182.7256 | UNKN | Conduit | 24 | 1 |  | 0 | 107.6391 | 107.6391 | 0.0010764 | Estuary | 0 | FIXED | 21.12 | PI0300-9583 | 0 | 0.40498 | SUBURBS | 0 | 0 | 0 | 1 | Cond | 20 | 32.8084 | 1 | N | 0 |  | CIRC | ROAD | 0.7874 | Full | 0 | Other |  | 0.059055 | 0 | 25 | 0.013 | 0.17 | FIXED | 21.86 | PI0300-9766 | 0 | 0 | 0 | 0 | 0 | 0 | 0 | 0 | 0 | 0 | 0 | [11 empty] | 182.6671
PI5700-1276.1 |  |  | 0 | 0.059055 | 0 | 25 | 0.013 | 0 | 25.065 | 24 | 441.6294 | UNKN | Conduit | 24 | 1 |  | 0 | 107.6391 | 107.6391 | 0.0010764 | Estuary | 0 | FIXED | 36 | PI5700-834 | 0 | 1.2273 | SUBURBS | 0 | 0 | 0 | 1 | Cond | 20 | 32.8084 | 1 | N | 0 |  | CIRC | ROAD | 0.7874 | Full | 0 | Other |  | 0.059055 | 0 | 25 | 0.013 | 0.83 | FIXED | 41.42 | PI5700-1276 | 0 | 0 | 0 | 0 | 0 | 0 | 0 | 0 | 0 | 0 | 0 | [11 empty] | 441.5768
PI5804-249.1 |  |  | 0 | 0.059055 | 0 | 25 | 0.013 | 0 | 6.8784 | 24 | 248.8563 | UNKN | Conduit | 24 | 1 |  | 0 | 107.6391 | 107.6391 | 0.0010764 | Estuary | 0 | FIXED | 44.77 | PI5800-1805 | 0 | 0.092423 | SUBURBS | 0 | 0 | 0 | 1 | Cond | 20 | 32.8084 | 1 | N | 0 |  | CIRC | ROAD | 0.7874 | Full | 0 | Other |  | 0.059055 | 0 | 25 | 0.013 | 0.25 | FIXED | 45 | PI5804-249 | 0 | 0 | 0 | 0 | 0 | 0 | 0 | 0 | 0 | 0 | 0 | [11 empty] | 248.8396
PI0504-3096.1 |  |  | 0 | 0.059055 | 0 | 25 | 0.013 | 0 | 27.5738 | 36 | 339.4304 | UNKN | Conduit | 36 | 1 |  | 0 | 107.6391 | 107.6391 | 0.0010764 | Estuary | 0 | FIXED | 36.71 | PI0504-2757 | 0 | 0.17087 | SUBURBS | 0 | 0 | 0 | 1 | Cond | 20 | 32.8084 | 1 | N | 0 |  | CIRC | ROAD | 0.7874 | Full | 0 | Other |  | 0.059055 | 0 | 25 | 0.013 | 0.83 | FIXED | 37.29 | PI0504-3096 | 0 | 0 | 0 | 0 | 0 | 0 | 0 | 0 | 0 | 0 | 0 | [11 empty] | 339.4288
PI1200-1654.1 |  |  | 0 | 0.059055 | 0 | 25 | 0.013 | 0 | 11.3178 | 24 | 751.3229 | UNKN | Conduit | 24 | 1 |  | 0 | 107.6391 | 107.6391 | 0.0010764 | Estuary | 0 | FIXED | 17.74 | PI1200-902 | 0 | 0.25023 | SUBURBS | 0 | 0 | 0 | 1 | Cond | 20 | 32.8084 | 1 | N | 0 |  | CIRC | ROAD | 0.7874 | Full | 0 | Other |  | 0.059055 | 0 | 25 | 0.013 | 0.17 | FIXED | 19.62 | PI1200-1654 | 0 | 0 | 0 | 0 | 0 | 0 | 0 | 0 | 0 | 0 | 0 | [11 empty] | 751.3217
PI1200-1943.1 |  |  | 0 | 0.059055 | 0 | 25 | 0.013 | 0 | 11.2865 | 24 | 289.3393 | UNKN | Conduit | 24 | 1 |  | 0 | 107.6391 | 107.6391 | 0.0010764 | Estuary | 0 | FIXED | 19.62 | PI1200-1654 | 0 | 0.24884 | SUBURBS | 0 | 0 | 0 | 1 | Cond | 20 | 32.8084 | 1 | N | 0 |  | CIRC | ROAD | 0.7874 | Full | 0 | Other |  | 0.059055 | 0 | 25 | 0.013 | 0.25 | FIXED | 20.34 | PI1200-1943 | 0 | 0 | 0 | 0 | 0 | 0 | 0 | 0 | 0 | 0 | 0 | [11 empty] | 289.3393
PI1101-138.1 |  |  | 0 | 0.059055 | 0 | 25 | 0.013 | 0 | 11.3836 | 24 | 138.2621 | UNKN | Conduit | 24 | 1 |  | 0 | 107.6391 | 107.6391 | 0.0010764 | Estuary | 0 | FIXED | 17.12 | PI1100-375 | 0 | 0.25314 | SUBURBS | 0 | 0 | 0 | 1 | Cond | 20 | 32.8084 | 1 | N | 0 |  | CIRC | ROAD | 0.7874 | Full | 0 | Other |  | 0.059055 | 0 | 25 | 0.013 | 0.5 | FIXED | 17.47 | PI1101-138 | 0 | 0 | 0 | 0 | 0 | 0 | 0 | 0 | 0 | 0 | 0 | [11 empty] | 138.2625
PI0300-10914.1 |  |  | 0 | 0.059055 | 0 | 25 | 0.013 | 0 | -15.3083 | 24 | 257.7644 | UNKN | Conduit | 24 | 1 |  | 0 | 107.6391 | 107.6391 | 0.0010764 | Estuary | 0 | FIXED | 27.79 | PI0300-10656 | 0 | -0.45778 | SUBURBS | 0 | 0 | 0 | 1 | Cond | 20 | 32.8084 | 1 | N | 0 |  | CIRC | ROAD | 0.7874 | Full | 0 | Other |  | 0.059055 | 0 | 25 | 0.013 | 0.17 | FIXED | 26.61 | PI0300-10914 | 0 | 0 | 0 | 0 | 0 | 0 | 0 | 0 | 0 | 0 | 0 | [11 empty] | 257.7263
PI0300-10656.1 |  |  | 0 | 0.059055 | 0 | 25 | 0.013 | 0 | 26.09 | 24 | 191.0199 | UNKN | Conduit | 24 | 1 |  | 0 | 107.6391 | 107.6391 | 0.0010764 | Estuary | 0 | FIXED | 25.25 | PI0300-10465 | 0 | 1.3297 | SUBURBS | 0 | 0 | 0 | 1 | Cond | 20 | 32.8084 | 1 | N | 0 |  | CIRC | ROAD | 0.7874 | Full | 0 | Other |  | 0.059055 | 0 | 25 | 0.013 | 0.17 | FIXED | 27.79 | PI0300-10656 | 0 | 0 | 0 | 0 | 0 | 0 | 0 | 0 | 0 | 0 | 0 | [11 empty] | 191.0188
PI0300-10070.1 |  |  | 0 | 0.059055 | 0 | 25 | 0.013 | 0 | 11.6902 | 24 | 303.4114 | UNKN | Conduit | 24 | 1 |  | 0 | 107.6391 | 107.6391 | 0.0010764 | Estuary | 0 | FIXED | 21.86 | PI0300-9766 | 0 | 0.26696 | SUBURBS | 0 | 0 | 0 | 1 | Cond | 20 | 32.8084 | 1 | N | 0 |  | CIRC | ROAD | 0.7874 | Full | 0 | Other |  | 0.059055 | 0 | 25 | 0.013 | 0.17 | FIXED | 22.67 | PI0300-10070 | 0 | 0 | 0 | 0 | 0 | 0 | 0 | 0 | 0 | 0 | 0 | [11 empty] | 303.299
PI0300-10465.1 |  |  | 0 | 0.059055 | 0 | 25 | 0.013 | 0 | 27.7562 | 24 | 126.2489 | UNKN | Conduit | 24 | 1 |  | 0 | 107.6391 | 107.6391 | 0.0010764 | Estuary | 0 | FIXED | 23.35 | PI0300-10339 | 0 | 1.505 | SUBURBS | 0 | 0 | 0 | 1 | Cond | 20 | 32.8084 | 1 | N | 0 |  | CIRC | ROAD | 0.7874 | Full | 0 | Other |  | 0.059055 | 0 | 25 | 0.013 | 0.75 | FIXED | 25.25 | PI0300-10465 | 0 | 0 | 0 | 0 | 0 | 0 | 0 | 0 | 0 | 0 | 0 | [11 empty] | 126.2491
PI0300-10339.1 |  |  | 0 | 0.059055 | 0 | 25 | 0.013 | 0 | 11.3673 | 24 | 269.3941 | UNKN | Conduit | 24 | 1 |  | 0 | 107.6391 | 107.6391 | 0.0010764 | Estuary | 0 | FIXED | 22.67 | PI0300-10070 | 0 | 0.25242 | SUBURBS | 0 | 0 | 0 | 1 | Cond | 20 | 32.8084 | 1 | N | 0 |  | CIRC | ROAD | 0.7874 | Full | 0 | Other |  | 0.059055 | 0 | 25 | 0.013 | 0.75 | FIXED | 23.35 | PI0300-10339 | 0 | 0 | 0 | 0 | 0 | 0 | 0 | 0 | 0 | 0 | 0 | [11 empty] | 269.3927
PI1600-541.2 |  |  | 0 | 0.059055 | 0 | 25 | 0.013 | 0 | 11.2797 | 24 | 315.3325 | UNKN | Conduit | 24 | 1 |  | 0 | 107.6391 | 107.6391 | 0.0010764 | Estuary | 0 | FIXED | 53.3263 | PI1600-225 | 0 | 0.24855 | SUBURBS | 0 | 0 | 0 | 2 | Cond | 20 | 32.8084 | 1 | N | 0 |  | CIRC | ROAD | 0.7874 | Full | 0 | Other |  | 0.059055 | 0 | 25 | 0.013 | 0.5 | FIXED | 54.11 | PI1600-541 | 0 | 0 | 0 | 0 | 0 | 0 | 0 | 0 | 0 | 0 | 0 | [11 empty] | 315.3324
PI3000-1034.1 |  |  | 0 | 0.059055 | 0 | 25 | 0.013 | 0 | 14.3298 | 24 | 306.7891 | UNKN | Conduit | 24 | 1 |  | 0 | 107.6391 | 107.6391 | 0.0010764 | Estuary | 0 | FIXED | 46.4788 | PI3000-727 | 0 | 0.40113 | SUBURBS | 0 | 0 | 0 | 1 | Cond | 20 | 32.8084 | 1 | N | 0 |  | CIRC | ROAD | 0.7874 | Full | 0 | Other |  | 0.059055 | 0 | 25 | 0.013 | 0.17 | FIXED | 47.7094 | PI3000-1034 | 0 | 0 | 0 | 0 | 0 | 0 | 0 | 0 | 0 | 0 | 0 | [11 empty] | 306.789
PI3000-727.1 |  |  | 0 | 0.059055 | 0 | 25 | 0.013 | 0 | 14.3298 | 24 | 311.2196 | UNKN | Conduit | 24 | 1 |  | 0 | 107.6391 | 107.6391 | 0.0010764 | Estuary | 0 | FIXED | 45.2304 | PI3000-416 | 0 | 0.40113 | SUBURBS | 0 | 0 | 0 | 1 | Cond | 20 | 32.8084 | 1 | N | 0 |  | CIRC | ROAD | 0.7874 | Full | 0 | Other |  | 0.059055 | 0 | 25 | 0.013 | 0.17 | FIXED | 46.4788 | PI3000-727 | 0 | 0 | 0 | 0 | 0 | 0 | 0 | 0 | 0 | 0 | 0 | [11 empty] | 311.219
PI3000-416.1 |  |  | 0 | 0.059055 | 0 | 25 | 0.013 | 0 | 14.3298 | 24 | 259.3544 | UNKN | Conduit | 24 | 1 |  | 0 | 107.6391 | 107.6391 | 0.0010764 | Estuary | 0 | FIXED | 44.19 | PI3000-156 | 0 | 0.40113 | SUBURBS | 0 | 0 | 0 | 1 | Cond | 20 | 32.8084 | 1 | N | 0 |  | CIRC | ROAD | 0.7874 | Full | 0 | Other |  | 0.059055 | 0 | 25 | 0.013 | 0.17 | FIXED | 45.2304 | PI3000-416 | 0 | 0 | 0 | 0 | 0 | 0 | 0 | 0 | 0 | 0 | 0 | [11 empty] | 259.3535
PI1500-3904.1 |  |  | 0 | 0.059055 | 0 | 25 | 0.013 | 0 | 29.9731 | 24 | 173.2046 | UNKN | Conduit | 24 | 1 |  | 0 | 107.6391 | 107.6391 | 0.0010764 | Estuary | 0 | FIXED | 38.79 | PI1500-3731 | 0 | 1.755 | SUBURBS | 0 | 0 | 0 | 1 | Cond | 20 | 32.8084 | 1 | N | 0 |  | CIRC | ROAD | 0.7874 | Full | 0 | Other |  | 0.059055 | 0 | 25 | 0.013 | 0.36 | FIXED | 41.8297 | PI1500-3904 | 0 | 0 | 0 | 0 | 0 | 0 | 0 | 0 | 0 | 0 | 0 | [11 empty] | 173.2038
PI1500-3082.1 |  |  | 0 | 0.059055 | 0 | 25 | 0.013 | 0 | 13.7926 | 24 | 182.3107 | UNKN | Conduit | 24 | 1 |  | 0 | 107.6391 | 107.6391 | 0.0010764 | Estuary | 0 | FIXED | 36.3025 | PI1500-2900 | 0 | 0.37162 | SUBURBS | 0 | 0 | 0 | 1 | Cond | 20 | 32.8084 | 1 | N | 0 |  | CIRC | ROAD | 0.7874 | Full | 0 | Other |  | 0.059055 | 0 | 25 | 0.013 | 0.26 | FIXED | 36.98 | PI1500-3082 | 0 | 0 | 0 | 0 | 0 | 0 | 0 | 0 | 0 | 0 | 0 | [11 empty] | 182.3106
PI1100-1765.1 |  |  | 0 | 0.059055 | 0 | 25 | 0.013 | 0 | 6.6167 | 24 | 233.8501 | UNKN | Conduit | 24 | 1 |  | 0 | 107.6391 | 107.6391 | 0.0010764 | Estuary | 0 | FIXED | 22.99 | PI1100-1531 | 0 | 0.085525 | SUBURBS | 0 | 0 | 0 | 1 | Cond | 20 | 32.8084 | 1 | N | 0 |  | CIRC | ROAD | 0.7874 | Full | 0 | Other |  | 0.059055 | 0 | 25 | 0.013 | 0.17 | FIXED | 23.19 | PI1100-1765 | 0 | 0 | 0 | 0 | 0 | 0 | 0 | 0 | 0 | 0 | 0 | [11 empty] | 233.8501
PI1100-1531.1 |  |  | 0 | 0.059055 | 0 | 25 | 0.013 | 0 | 11.291 | 24 | 36.1385 | UNKN | Conduit | 24 | 1 |  | 0 | 107.6391 | 107.6391 | 0.0010764 | Estuary | 0 | FIXED | 22.9 | PI1100-1495 | 0 | 0.24904 | SUBURBS | 0 | 0 | 0 | 1 | Cond | 20 | 32.8084 | 1 | N | 0 |  | CIRC | ROAD | 0.7874 | Full | 0 | Other |  | 0.059055 | 0 | 25 | 0.013 | 0.17 | FIXED | 22.99 | PI1100-1531 | 0 | 0 | 0 | 0 | 0 | 0 | 0 | 0 | 0 | 0 | 0 | [11 empty] | 36.1385
PI6606-106.1 |  |  | 0 | 0.059055 | 0 | 25 | 0.013 | 0 | 11.4031 | 24 | 106.2947 | UNKN | Conduit | 24 | 1 |  | 0 | 107.6391 | 107.6391 | 0.0010764 | Estuary | 0 | FIXED | 14.6 | PI6600-5304 | 0 | 0.25401 | SUBURBS | 0 | 0 | 0 | 1 | Cond | 20 | 32.8084 | 1 | N | 0 |  | CIRC | ROAD | 0.7874 | Full | 0 | Other |  | 0.059055 | 0 | 25 | 0.013 | 0.5 | FIXED | 14.87 | PI6606-106 | 0 | 0 | 0 | 0 | 0 | 0 | 0 | 0 | 0 | 0 | 0 | [11 empty] | 106.2941
PI6600-4697.1 |  |  | 0 | 0.059055 | 0 | 25 | 0.013 | 0 | 43.9529 | 24 | 67.3056 | UNKN | Conduit | 24 | 1 |  | 0 | 107.6391 | 107.6391 | 0.0010764 | Estuary | 0 | FIXED | 10.52 | PI6600-4630 | 0 | 3.7738 | SUBURBS | 0 | 0 | 0 | 1 | Cond | 20 | 32.8084 | 1 | N | 0 |  | CIRC | ROAD | 0.7874 | Full | 0 | Other |  | 0.059055 | 0 | 25 | 0.013 | 0.72 | FIXED | 13.06 | PI6600-4697 | 0 | 0 | 0 | 0 | 0 | 0 | 0 | 0 | 0 | 0 | 0 | [11 empty] | 67.3059
PI6600-5304.1 |  |  | 0 | 0.059055 | 0 | 25 | 0.013 | 0 | 11.5233 | 24 | 285.2783 | UNKN | Conduit | 24 | 1 |  | 0 | 107.6391 | 107.6391 | 0.0010764 | Estuary | 0 | FIXED | 13.86 | PI6600-5019 | 0 | 0.2594 | SUBURBS | 0 | 0 | 0 | 1 | Cond | 20 | 32.8084 | 1 | N | 0 |  | CIRC | ROAD | 0.7874 | Full | 0 | Other |  | 0.059055 | 0 | 25 | 0.013 | 0.25 | FIXED | 14.6 | PI6600-5304 | 0 | 0 | 0 | 0 | 0 | 0 | 0 | 0 | 0 | 0 | 0 | [11 empty] | 285.2779
PI6600-5019.1 |  |  | 0 | 0.059055 | 0 | 25 | 0.013 | 0 | 11.2828 | 24 | 321.697 | UNKN | Conduit | 24 | 1 |  | 0 | 107.6391 | 107.6391 | 0.0010764 | Estuary | 0 | FIXED | 13.06 | PI6600-4697 | 0 | 0.24868 | SUBURBS | 0 | 0 | 0 | 1 | Cond | 20 | 32.8084 | 1 | N | 0 |  | CIRC | ROAD | 0.7874 | Full | 0 | Other |  | 0.059055 | 0 | 25 | 0.013 | 0.22 | FIXED | 13.86 | PI6600-5019 | 0 | 0 | 0 | 0 | 0 | 0 | 0 | 0 | 0 | 0 | 0 | [11 empty] | 321.6958
PI1500-4002.1 |  |  | 0 | 0.059055 | 0 | 25 | 0.013 | 0 | 11.1943 | 24 | 49.0208 | UNKN | Conduit | 24 | 1 |  | 0 | 107.6391 | 107.6391 | 0.0010764 | Estuary | 0 | FIXED | 42.69 | PI1500-3953 | 0 | 0.24479 | SUBURBS | 0 | 0 | 0 | 1 | Cond | 20 | 32.8084 | 1 | N | 0 |  | CIRC | ROAD | 0.7874 | Full | 0 | Other |  | 0.059055 | 0 | 25 | 0.013 | 0.64 | FIXED | 42.81 | PI1500-4002 | 0 | 0 | 0 | 0 | 0 | 0 | 0 | 0 | 0 | 0 | 0 | [11 empty] | 49.021
PI1201-252.1 |  |  | 0 | 0.059055 | 0 | 25 | 0.013 | 0 | 18.4761 | 24 | 49.2234 | UNKN | Conduit | 24 | 1 |  | 0 | 107.6391 | 107.6391 | 0.0010764 | Estuary | 0 | FIXED | 20.3515 | PI1201-202 | 0 | 0.66685 | SUBURBS | 0 | 0 | 0 | 1 | Cond | 20 | 32.8084 | 1 | N | 0 |  | CIRC | ROAD | 0.7874 | Full | 0 | Other |  | 0.059055 | 0 | 25 | 0.013 | 0.5 | FIXED | 20.6797 | PI1201-252 | 0 | 0 | 0 | 0 | 0 | 0 | 0 | 0 | 0 | 0 | 0 | [11 empty] | 49.2224
PI8400-1181.1 |  |  | 0 | 0.059055 | 0 | 25 | 0.013 | 0 | 14.2271 | 24 | 435 | UNKN | Conduit | 24 | 1 |  | 0 | 107.6391 | 107.6391 | 0.0010764 | Estuary | 0 | FIXED | 20.22 | PI8400-821 | 0 | 0.098851 | SUBURBS | 0 | 0 | 0 | 1 | Cond | 20 | 32.8084 | 2 | N | 0 |  | CIRC | ROAD | 0.7874 | Full | 0 | Other |  | 0.059055 | 0 | 25 | 0.013 | 0.43 | FIXED | 20.65 | PI8400-1181 | 0 | 0 | 0 | 0 | 0 | 0 | 0 | 0 | 0 | 0 | 0 | [11 empty] | 359.9423
PI8400-821.1 |  |  | 0 | 0.059055 | 0 | 25 | 0.013 | 0 | 13.9647 | 24 | 42 | UNKN | Conduit | 24 | 1 |  | 0 | 107.6391 | 107.6391 | 0.0010764 | Estuary | 0 | FIXED | 20.18 | PI8400-791 | 0 | 0.095238 | SUBURBS | 0 | 0 | 0 | 1 | Cond | 20 | 32.8084 | 2 | N | 0 |  | CIRC | ROAD | 0.7874 | Full | 0 | Other |  | 0.059055 | 0 | 25 | 0.013 | 0.35 | FIXED | 20.22 | PI8400-821 | 0 | 0 | 0 | 0 | 0 | 0 | 0 | 0 | 0 | 0 | 0 | [11 empty] | 30.6295
PI8400-791.1 |  |  | 0 | 0.059055 | 0 | 25 | 0.013 | 0 | 14.1587 | 24 | 143 | UNKN | Conduit | 24 | 1 |  | 0 | 107.6391 | 107.6391 | 0.0010764 | Estuary | 0 | FIXED | 20.04 | PI8400-584 | 0 | 0.097902 | SUBURBS | 0 | 0 | 0 | 1 | Cond | 20 | 32.8084 | 2 | N | 0 |  | CIRC | ROAD | 0.7874 | Full | 0 | Other |  | 0.059055 | 0 | 25 | 0.013 | 0.34 | FIXED | 20.18 | PI8400-791 | 0 | 0 | 0 | 0 | 0 | 0 | 0 | 0 | 0 | 0 | 0 | [11 empty] | 207.163
PI0504-2441.1 |  |  | 0 | 0.059055 | 0 | 25 | 0.013 | 0 | 27.5042 | 36 | 399.97 | UNKN | Conduit | 36 | 1 |  | 0 | 107.6391 | 107.6391 | 0.0010764 | Estuary | 0 | FIXED | 35.43 | PI0504-2041 | 0 | 0.17001 | SUBURBS | 0 | 0 | 0 | 1 | Cond | 20 | 32.8084 | 1 | N | 0 |  | CIRC | ROAD | 0.7874 | Full | 0 | Other |  | 0.059055 | 0 | 25 | 0.013 | 0.17 | FIXED | 36.11 | PI0504-2441 | 0 | 0 | 0 | 0 | 0 | 0 | 0 | 0 | 0 | 0 | 0 | [11 empty] | 399.9691
PI6600-4630.1 |  |  | 0 | 0.059055 | 0 | 25 | 0.013 | 0 | 11.3251 | 24 | 734.3947 | UNKN | Conduit | 24 | 1 |  | 0 | 107.6391 | 107.6391 | 0.0010764 | Estuary | 0 | FIXED | 8.68 | PI6600-3895 | 0 | 0.25055 | SUBURBS | 0 | 0 | 0 | 1 | Cond | 20 | 32.8084 | 1 | N | 0 |  | CIRC | ROAD | 0.7874 | Full | 0 | Other |  | 0.059055 | 0 | 25 | 0.013 | 0.18 | FIXED | 10.52 | PI6600-4630 | 0 | 0 | 0 | 0 | 0 | 0 | 0 | 0 | 0 | 0 | 0 | [11 empty] | 734.3934
PI8400-2854.2 |  |  | 0 | 0.059055 | 0 | 25 | 0.013 | 0 | 16.6692 | 24 | 40.531 | UNKN | Conduit | 24 | 1 |  | 0 | 107.6391 | 107.6391 | 0.0010764 | Estuary | 0 | FIXED | 29.27 | PI8400-2814 | 0 | 0.54279 | SUBURBS | 0 | 0 | 0 | 2 | Cond | 20 | 32.8084 | 1 | N | 0 |  | CIRC | ROAD | 0.7874 | Full | 0 | Other |  | 0.059055 | 0 | 25 | 0.013 | 0.5 | FIXED | 29.49 | PI8400-2854 | 0 | 0 | 0 | 0 | 0 | 0 | 0 | 0 | 0 | 0 | 0 | [11 empty] | 40.5302
PI8400-2814.1 |  |  | 0 | 0.059055 | 0 | 25 | 0.013 | 0 | 12.0152 | 24 | 361.687 | UNKN | Conduit | 24 | 1 |  | 0 | 107.6391 | 107.6391 | 0.0010764 | Estuary | 0 | FIXED | 28.25 | PI8400-2452 | 0 | 0.28201 | SUBURBS | 0 | 0 | 0 | 1 | Cond | 20 | 32.8084 | 1 | N | 0 |  | CIRC | ROAD | 0.7874 | Full | 0 | Other |  | 0.059055 | 0 | 25 | 0.013 | 0.17 | FIXED | 29.27 | PI8400-2814 | 0 | 0 | 0 | 0 | 0 | 0 | 0 | 0 | 0 | 0 | 0 | [11 empty] | 361.6864
PI8400-2452.1 |  |  | 0 | 0.059055 | 0 | 25 | 0.013 | 0 | 25.5917 | 24 | 15.6323 | UNKN | Conduit | 24 | 1 |  | 0 | 107.6391 | 107.6391 | 0.0010764 | Estuary | 0 | FIXED | 28.05 | PI8400-2436 | 0 | 1.2794 | SUBURBS | 0 | 0 | 0 | 1 | Cond | 20 | 32.8084 | 1 | N | 0 |  | CIRC | ROAD | 0.7874 | Full | 0 | Other |  | 0.059055 | 0 | 25 | 0.013 | 0.39 | FIXED | 28.25 | PI8400-2452 | 0 | 0 | 0 | 0 | 0 | 0 | 0 | 0 | 0 | 0 | 0 | [11 empty] | 15.6329
PI8400-2436.1 |  |  | 0 | 0.059055 | 0 | 25 | 0.013 | 0 | 12.917 | 24 | 67.4982 | UNKN | Conduit | 24 | 1 |  | 0 | 107.6391 | 107.6391 | 0.0010764 | Estuary | 0 | FIXED | 27.83 | PI8400-2369 | 0 | 0.32593 | SUBURBS | 0 | 0 | 0 | 1 | Cond | 20 | 32.8084 | 1 | N | 0 |  | CIRC | ROAD | 0.7874 | Full | 0 | Other |  | 0.059055 | 0 | 25 | 0.013 | 0.39 | FIXED | 28.05 | PI8400-2436 | 0 | 0 | 0 | 0 | 0 | 0 | 0 | 0 | 0 | 0 | 0 | [11 empty] | 67.498
PI8400-1442.1 |  |  | 0 | 0.059055 | 0 | 25 | 0.013 | 0 | 10.2731 | 24 | 189.1709 | UNKN | Conduit | 24 | 1 |  | 0 | 107.6391 | 107.6391 | 0.0010764 | Estuary | 0 | FIXED | 25.17 | PI8400-1253 | 0 | 0.20616 | SUBURBS | 0 | 0 | 0 | 1 | Cond | 20 | 32.8084 | 1 | N | 0 |  | CIRC | ROAD | 0.7874 | Full | 0 | Other |  | 0.059055 | 0 | 25 | 0.013 | 0.17 | FIXED | 25.56 | PI8400-1442 | 0 | 0 | 0 | 0 | 0 | 0 | 0 | 0 | 0 | 0 | 0 | [11 empty] | 189.171
PI8400-1236.1 |  |  | 0 | 0.059055 | 0 | 25 | 0.013 | 0 | 0 | 24 | 16.5003 | UNKN | Conduit | 24 | 1 |  | 0 | 107.6391 | 107.6391 | 0.0010764 | Estuary | 0 | FIXED | 25.17 | PI8400-1220 | 0 | 0 | SUBURBS | 0 | 0 | 0 | 1 | Cond | 20 | 32.8084 | 1 | N | 0 |  | CIRC | ROAD | 0.7874 | Full | 0 | Other |  | 0.059055 | 0 | 25 | 0.013 | 0.5 | FIXED | 25.17 | PI8400-1236 | 0 | 0 | 0 | 0 | 0 | 0 | 0 | 0 | 0 | 0 | 0 | [11 empty] | 16.5032
PI8400-1253.1 |  |  | 0 | 0.059055 | 0 | 25 | 0.013 | 0 | 0 | 24 | 16.5003 | UNKN | Conduit | 24 | 1 |  | 0 | 107.6391 | 107.6391 | 0.0010764 | Estuary | 0 | FIXED | 25.17 | PI8400-1236 | 0 | 0 | SUBURBS | 0 | 0 | 0 | 1 | Cond | 20 | 32.8084 | 1 | N | 0 |  | CIRC | ROAD | 0.7874 | Full | 0 | Other |  | 0.059055 | 0 | 25 | 0.013 | 0.17 | FIXED | 25.17 | PI8400-1253 | 0 | 0 | 0 | 0 | 0 | 0 | 0 | 0 | 0 | 0 | 0 | [11 empty] | 16.5
PI9002-55.1 |  |  | 0 | 0.059055 | 0 | 25 | 0.013 | 0 | 11.4597 | 24 | 54.5729 | UNKN | Conduit | 24 | 1 |  | 0 | 107.6391 | 107.6391 | 0.0010764 | Estuary | 0 | FIXED | 48.84 | PI9000-3588 | 0 | 0.25654 | SUBURBS | 0 | 0 | 0 | 1 | Cond | 20 | 32.8084 | 1 | N | 0 |  | CIRC | ROAD | 0.7874 | Full | 0 | Other |  | 0.059055 | 0 | 25 | 0.013 | 0.47 | FIXED | 48.98 | PI9002-55 | 0 | 0 | 0 | 0 | 0 | 0 | 0 | 0 | 0 | 0 | 0 | [11 empty] | 54.5729
PI8000-7257.1 |  |  | 0 | 0.059055 | 0 | 25 | 0.013 | 0 | 14.3475 | 24 | 542.7012 | UNKN | Conduit | 24 | 1 |  | 0 | 107.6391 | 107.6391 | 0.0010764 | Estuary | 0 | FIXED | 61.7157 | PI8000-6714 | 0 | 0.40213 | SUBURBS | 0 | 0 | 0 | 1 | Cond | 20 | 32.8084 | 1 | N | 0 |  | CIRC | ROAD | 0.7874 | Full | 0 | Other |  | 0.059055 | 0 | 25 | 0.013 | 0.53 | FIXED | 63.8981 | PI8000-7257 | 0 | 0 | 0 | 0 | 0 | 0 | 0 | 0 | 0 | 0 | 0 | [11 empty] | 542.7004
PI5700-491.1 |  |  | 0 | 0.059055 | 0 | 25 | 0.013 | 0 | 13.9298 | 24 | 491.1173 | UNKN | Conduit | 24 | 1 |  | 0 | 107.6391 | 107.6391 | 0.0010764 | Estuary | 0 | FIXED | 32 | PI5600-22 | 0 | 0.37905 | SUBURBS | 0 | 0 | 0 | 1 | Cond | 20 | 32.8084 | 1 | N | 0 |  | CIRC | ROAD | 0.7874 | Full | 0 | Other |  | 0.059055 | 0 | 25 | 0.013 | 0.17 | FIXED | 33.8616 | PI5700-491 | 0 | 0 | 0 | 0 | 0 | 0 | 0 | 0 | 0 | 0 | 0 | [11 empty] | 491.0677
PI5700-834.1 |  |  | 0 | 0.059055 | 0 | 25 | 0.013 | 0 | 17.0604 | 24 | 263.8202 | UNKN | Conduit | 24 | 1 |  | 0 | 107.6391 | 107.6391 | 0.0010764 | Estuary | 0 | FIXED | 34.5 | PI5700-570 | 0 | 0.56857 | SUBURBS | 0 | 0 | 0 | 1 | Cond | 20 | 32.8084 | 1 | N | 0 |  | CIRC | ROAD | 0.7874 | Full | 0 | Other |  | 0.059055 | 0 | 25 | 0.013 | 0.17 | FIXED | 36 | PI5700-834 | 0 | 0 | 0 | 0 | 0 | 0 | 0 | 0 | 0 | 0 | 0 | [11 empty] | 263.8196
PI5700-570.1 |  |  | 0 | 0.059055 | 0 | 25 | 0.013 | 0 | 20.3391 | 24 | 78.9999 | UNKN | Conduit | 24 | 1 |  | 0 | 107.6391 | 107.6391 | 0.0010764 | Estuary | 0 | FIXED | 33.8616 | PI5700-491 | 0 | 0.80811 | SUBURBS | 0 | 0 | 0 | 1 | Cond | 20 | 32.8084 | 1 | N | 0 |  | CIRC | ROAD | 0.7874 | Full | 0 | Other |  | 0.059055 | 0 | 25 | 0.013 | 0.76 | FIXED | 34.5 | PI5700-570 | 0 | 0 | 0 | 0 | 0 | 0 | 0 | 0 | 0 | 0 | 0 | [11 empty] | 79
PI4204-1524.1 |  |  | 0 | 0.059055 | 0 | 25 | 0.013 | 0 | -5.304 | 24 | 305.4743 | UNKN | Conduit | 24 | 1 |  | 0 | 107.6391 | 107.6391 | 0.0010764 | Estuary | 0 | FIXED | 76.2503 | PI4204-1219 | 0 | -0.054956 | SUBURBS | 0 | 0 | 0 | 1 | Cond | 20 | 32.8084 | 1 | N | 0 |  | CIRC | ROAD | 0.7874 | Full | 0 | Other |  | 0.059055 | 0 | 25 | 0.013 | 0.17 | FIXED | 76.0824 | PI4204-1524 | 0 | 0 | 0 | 0 | 0 | 0 | 0 | 0 | 0 | 0 | 0 | [11 empty] | 305.473
PI4205-192.1 |  |  | 0 | 0.059055 | 0 | 25 | 0.013 | 0 | 27.0154 | 24 | 112.5943 | UNKN | Conduit | 24 | 1 |  | 0 | 107.6391 | 107.6391 | 0.0010764 | Estuary | 0 | FIXED | 81.9848 | PI4205-79 | 0 | 1.4257 | SUBURBS | 0 | 0 | 0 | 1 | Cond | 20 | 32.8084 | 1 | N | 0 |  | CIRC | ROAD | 0.7874 | Full | 0 | Other |  | 0.059055 | 0 | 25 | 0.013 | 0.17 | FIXED | 83.59 | PI4205-192 | 0 | 0 | 0 | 0 | 0 | 0 | 0 | 0 | 0 | 0 | 0 | [11 empty] | 112.5943
PI4200-5627.1 |  |  | 0 | 0.059055 | 0 | 25 | 0.013 | 0 | 15.4258 | 24 | 505.9538 | UNKN | Conduit | 24 | 1 |  | 0 | 107.6391 | 107.6391 | 0.0010764 | Estuary | 0 | FIXED | 84.0864 | PI4200-5121 | 0 | 0.46484 | SUBURBS | 0 | 0 | 0 | 1 | Cond | 20 | 32.8084 | 1 | N | 0 |  | CIRC | ROAD | 0.7874 | Full | 0 | Other |  | 0.059055 | 0 | 25 | 0.013 | 0.17 | FIXED | 86.4382 | PI4200-5627 | 0 | 0 | 0 | 0 | 0 | 0 | 0 | 0 | 0 | 0 | 0 | [11 empty] | 505.8946
PI4200-5890.1 |  |  | 0 | 0.059055 | 0 | 25 | 0.013 | 0 | 15.4258 | 24 | 263.3377 | UNKN | Conduit | 24 | 1 |  | 0 | 107.6391 | 107.6391 | 0.0010764 | Estuary | 0 | FIXED | 86.4382 | PI4200-5627 | 0 | 0.46484 | SUBURBS | 0 | 0 | 0 | 1 | Cond | 20 | 32.8084 | 1 | N | 0 |  | CIRC | ROAD | 0.7874 | Full | 0 | Other |  | 0.059055 | 0 | 25 | 0.013 | 0.25 | FIXED | 87.6623 | PI4200-5890 | 0 | 0 | 0 | 0 | 0 | 0 | 0 | 0 | 0 | 0 | 0 | [11 empty] | 263.3041
PI4206-94.1 |  |  | 0 | 0.059055 | 0 | 25 | 0.013 | 0 | 27.2242 | 24 | 13.0201 | UNKN | Conduit | 24 | 1 |  | 0 | 107.6391 | 107.6391 | 0.0010764 | Estuary | 0 | FIXED | 88.8115 | PI4206-80 | 0 | 1.4478 | SUBURBS | 0 | 0 | 0 | 1 | Cond | 20 | 32.8084 | 1 | N | 0 |  | CIRC | ROAD | 0.7874 | Full | 0 | Other |  | 0.059055 | 0 | 25 | 0.013 | 0.5 | FIXED | 89 | PI4206-94 | 0 | 0 | 0 | 0 | 0 | 0 | 0 | 0 | 0 | 0 | 0 | [11 empty] | 14.0214
PI4205-79.1 |  |  | 0 | 0.059055 | 0 | 25 | 0.013 | 0 | 27.0154 | 24 | 79.3713 | UNKN | Conduit | 24 | 1 |  | 0 | 107.6391 | 107.6391 | 0.0010764 | Estuary | 0 | FIXED | 80.8532 | PI4200-4425 | 0 | 1.4257 | SUBURBS | 0 | 0 | 0 | 1 | Cond | 20 | 32.8084 | 1 | N | 0 |  | CIRC | ROAD | 0.7874 | Full | 0 | Other |  | 0.059055 | 0 | 25 | 0.013 | 0.17 | FIXED | 81.9848 | PI4205-79 | 0 | 0 | 0 | 0 | 0 | 0 | 0 | 0 | 0 | 0 | 0 | [11 empty] | 79.3713
PI4206-80.1 |  |  | 0 | 0.059055 | 0 | 25 | 0.013 | 0 | 27.2242 | 24 | 79.371 | UNKN | Conduit | 24 | 1 |  | 0 | 107.6391 | 107.6391 | 0.0010764 | Estuary | 0 | FIXED | 87.6623 | PI4200-5890 | 0 | 1.4478 | SUBURBS | 0 | 0 | 0 | 1 | Cond | 20 | 32.8084 | 1 | N | 0 |  | CIRC | ROAD | 0.7874 | Full | 0 | Other |  | 0.059055 | 0 | 25 | 0.013 | 0.17 | FIXED | 88.8115 | PI4206-80 | 0 | 0 | 0 | 0 | 0 | 0 | 0 | 0 | 0 | 0 | 0 | [11 empty] | 80.3724
PI4204-401.1 |  |  | 0 | 0.059055 | 0 | 25 | 0.013 | 0 | -14.5598 | 24 | 27.3252 | UNKN | Conduit | 24 | 1 |  | 0 | 107.6391 | 107.6391 | 0.0010764 | Estuary | 0 | FIXED | 77.8513 | PI4204-374 | 0 | -0.41411 | SUBURBS | 0 | 0 | 0 | 1 | Cond | 20 | 32.8084 | 1 | N | 0 |  | CIRC | ROAD | 0.7874 | Full | 0 | Other |  | 0.059055 | 0 | 25 | 0.013 | 0.67 | FIXED | 77.7381 | PI4204-401 | 0 | 0 | 0 | 0 | 0 | 0 | 0 | 0 | 0 | 0 | 0 | [11 empty] | 27.3258
PI4204-690.1 |  |  | 0 | 0.059055 | 0 | 25 | 0.013 | 0 | -14.5598 | 24 | 289.1831 | UNKN | Conduit | 24 | 1 |  | 0 | 107.6391 | 107.6391 | 0.0010764 | Estuary | 0 | FIXED | 77.7381 | PI4204-401 | 0 | -0.41411 | SUBURBS | 0 | 0 | 0 | 1 | Cond | 20 | 32.8084 | 1 | N | 0 |  | CIRC | ROAD | 0.7874 | Full | 0 | Other |  | 0.059055 | 0 | 25 | 0.013 | 0.17 | FIXED | 76.5406 | PI4204-690 | 0 | 0 | 0 | 0 | 0 | 0 | 0 | 0 | 0 | 0 | 0 | [11 empty] | 289.1289
PI4204-374.1 |  |  | 0 | 0.059055 | 0 | 25 | 0.013 | 0 | 11.2914 | 24 | 373.9121 | UNKN | Conduit | 24 | 1 |  | 0 | 107.6391 | 107.6391 | 0.0010764 | Estuary | 0 | FIXED | 76.92 | PI4200-3579 | 0 | 0.24906 | SUBURBS | 0 | 0 | 0 | 1 | Cond | 20 | 32.8084 | 1 | N | 0 |  | CIRC | ROAD | 0.7874 | Full | 0 | Other |  | 0.059055 | 0 | 25 | 0.013 | 0.17 | FIXED | 77.8513 | PI4204-374 | 0 | 0 | 0 | 0 | 0 | 0 | 0 | 0 | 0 | 0 | 0 | [11 empty] | 373.8689
PI4204-911.1 |  |  | 0 | 0.059055 | 0 | 25 | 0.013 | 0 | -5.304 | 24 | 220.1996 | UNKN | Conduit | 24 | 1 |  | 0 | 107.6391 | 107.6391 | 0.0010764 | Estuary | 0 | FIXED | 76.5406 | PI4204-690 | 0 | -0.054956 | SUBURBS | 0 | 0 | 0 | 1 | Cond | 20 | 32.8084 | 1 | N | 0 |  | CIRC | ROAD | 0.7874 | Full | 0 | Other |  | 0.059055 | 0 | 25 | 0.013 | 0.17 | FIXED | 76.4196 | PI4204-911 | 0 | 0 | 0 | 0 | 0 | 0 | 0 | 0 | 0 | 0 | 0 | [11 empty] | 220.1672
PI4204-967.1 |  |  | 0 | 0.059055 | 0 | 25 | 0.013 | 0 | -5.304 | 24 | 56.1239 | UNKN | Conduit | 24 | 1 |  | 0 | 107.6391 | 107.6391 | 0.0010764 | Estuary | 0 | FIXED | 76.4196 | PI4204-911 | 0 | -0.054956 | SUBURBS | 0 | 0 | 0 | 1 | Cond | 20 | 32.8084 | 1 | N | 0 |  | CIRC | ROAD | 0.7874 | Full | 0 | Other |  | 0.059055 | 0 | 25 | 0.013 | 0.17 | FIXED | 76.3887 | PI4204-967 | 0 | 0 | 0 | 0 | 0 | 0 | 0 | 0 | 0 | 0 | 0 | [11 empty] | 56.1236
PI4204-1219.1 |  |  | 0 | 0.059055 | 0 | 25 | 0.013 | 0 | -5.304 | 24 | 251.9062 | UNKN | Conduit | 24 | 1 |  | 0 | 107.6391 | 107.6391 | 0.0010764 | Estuary | 0 | FIXED | 76.3887 | PI4204-967 | 0 | -0.054956 | SUBURBS | 0 | 0 | 0 | 1 | Cond | 20 | 32.8084 | 1 | N | 0 |  | CIRC | ROAD | 0.7874 | Full | 0 | Other |  | 0.059055 | 0 | 25 | 0.013 | 0.17 | FIXED | 76.2503 | PI4204-1219 | 0 | 0 | 0 | 0 | 0 | 0 | 0 | 0 | 0 | 0 | 0 | [11 empty] | 251.9064
PI4200-5121.1 |  |  | 0 | 0.059055 | 0 | 25 | 0.013 | 0 | 15.4258 | 24 | 430.1457 | UNKN | Conduit | 24 | 1 |  | 0 | 107.6391 | 107.6391 | 0.0010764 | Estuary | 0 | FIXED | 82.0869 | PI4200-4691 | 0 | 0.46484 | SUBURBS | 0 | 0 | 0 | 1 | Cond | 20 | 32.8084 | 1 | N | 0 |  | CIRC | ROAD | 0.7874 | Full | 0 | Other |  | 0.059055 | 0 | 25 | 0.013 | 0.17 | FIXED | 84.0864 | PI4200-5121 | 0 | 0 | 0 | 0 | 0 | 0 | 0 | 0 | 0 | 0 | 0 | [11 empty] | 430.1447
PI4205-291.1 |  |  | 0 | 0.059055 | 0 | 25 | 0.013 | 0 | 27.0154 | 24 | 98.8961 | UNKN | Conduit | 24 | 1 |  | 0 | 107.6391 | 107.6391 | 0.0010764 | Estuary | 0 | FIXED | 83.59 | PI4205-192 | 0 | 1.4257 | SUBURBS | 0 | 0 | 0 | 1 | Cond | 20 | 32.8084 | 1 | N | 0 |  | CIRC | ROAD | 0.7874 | Full | 0 | Other |  | 0.059055 | 0 | 25 | 0.013 | 0.5 | FIXED | 85 | PI4205-291 | 0 | 0 | 0 | 0 | 0 | 0 | 0 | 0 | 0 | 0 | 0 | [11 empty] | 98.8959
PI5900-108.1 |  |  | 0 | 0.059055 | 0 | 25 | 0.013 | 0 | 14.0615 | 24 | 108.4153 | UNKN | Conduit | 24 | 1 |  | 0 | 107.6391 | 107.6391 | 0.0010764 | Estuary | 1 | FIXED | 50 | PI5900-0 | 0 | 0.38625 | SUBURBS | 0 | 0 | 0 | 1 | Cond | 20 | 32.8084 | 1 | N | 0 |  | CIRC | ROAD | 0.7874 | Full | 0 | Other |  | 0.059055 | 0 | 25 | 0.013 | 0.84 | FIXED | 50.4188 | PI5900-108 | 0 | 0 | 0 | 0 | 0 | 0 | 0 | 0 | 0 | 0 | 0 | [11 empty] | 108.4147
PI9501-2159.1 |  |  | 0 | 0.059055 | 0 | 25 | 0.013 | 0 | 11.315 | 24 | 599.7515 | UNKN | Conduit | 24 | 1 |  | 0 | 107.6391 | 107.6391 | 0.0010764 | Estuary | 0 | FIXED | 83.68 | PI9501-1559 | 0 | 0.2501 | SUBURBS | 0 | 0 | 0 | 1 | Cond | 20 | 32.8084 | 1 | N | 0 |  | CIRC | ROAD | 0.7874 | Full | 0 | Other |  | 0.059055 | 0 | 25 | 0.013 | 0.5 | FIXED | 85.18 | PI9501-2159 | 0 | 0 | 0 | 0 | 0 | 0 | 0 | 0 | 0 | 0 | 0 | [11 empty] | 599.7418
PI9501-1559.1 |  |  | 0 | 0.059055 | 0 | 25 | 0.013 | 0 | 10.7168 | 24 | 980.5843 | UNKN | Conduit | 24 | 1 |  | 0 | 107.6391 | 107.6391 | 0.0010764 | Estuary | 0 | FIXED | 81.48 | PI9501-578 | 0 | 0.22436 | SUBURBS | 0 | 0 | 0 | 1 | Cond | 20 | 32.8084 | 1 | N | 0 |  | CIRC | ROAD | 0.7874 | Full | 0 | Other |  | 0.059055 | 0 | 25 | 0.013 | 0.74 | FIXED | 83.68 | PI9501-1559 | 0 | 0 | 0 | 0 | 0 | 0 | 0 | 0 | 0 | 0 | 0 | [11 empty] | 980.3767
PI9501-578.1 |  |  | 0 | 0.059055 | 0 | 25 | 0.013 | 0 | 18.7437 | 24 | 578.4594 | UNKN | Conduit | 24 | 1 |  | 0 | 107.6391 | 107.6391 | 0.0010764 | Estuary | 0 | FIXED | 77.51 | PI9500-575 | 0 | 0.68631 | SUBURBS | 0 | 0 | 0 | 1 | Cond | 20 | 32.8084 | 1 | N | 0 |  | CIRC | ROAD | 0.7874 | Full | 0 | Other |  | 0.059055 | 0 | 25 | 0.013 | 0.17 | FIXED | 81.48 | PI9501-578 | 0 | 0 | 0 | 0 | 0 | 0 | 0 | 0 | 0 | 0 | 0 | [11 empty] | 578.4454
PI9400-1418.1 |  |  | 0 | 0.059055 | 0 | 25 | 0.013 | 0 | 11.3037 | 24 | 604.9629 | UNKN | Conduit | 24 | 1 |  | 0 | 107.6391 | 107.6391 | 0.0010764 | Estuary | 0 | FIXED | 77.77 | PI9400-813 | 0 | 0.2496 | SUBURBS | 0 | 0 | 0 | 1 | Cond | 20 | 32.8084 | 1 | N | 0 |  | CIRC | ROAD | 0.7874 | Full | 0 | Other |  | 0.059055 | 0 | 25 | 0.013 | 0.17 | FIXED | 79.28 | PI9400-1418 | 0 | 0 | 0 | 0 | 0 | 0 | 0 | 0 | 0 | 0 | 0 | [11 empty] | 604.9402
PI9400-813.1 |  |  | 0 | 0.059055 | 0 | 25 | 0.013 | 0 | 10.9421 | 24 | 235.156 | UNKN | Conduit | 24 | 1 |  | 0 | 107.6391 | 107.6391 | 0.0010764 | Estuary | 0 | FIXED | 77.22 | PI9400-578 | 0 | 0.23389 | SUBURBS | 0 | 0 | 0 | 1 | Cond | 20 | 32.8084 | 1 | N | 0 |  | CIRC | ROAD | 0.7874 | Full | 0 | Other |  | 0.059055 | 0 | 25 | 0.013 | 0.73 | FIXED | 77.77 | PI9400-813 | 0 | 0 | 0 | 0 | 0 | 0 | 0 | 0 | 0 | 0 | 0 | [11 empty] | 235.1559
PI9400-54.1 |  |  | 0 | 0.059055 | 0 | 25 | 0.013 | 0 | 11.3857 | 24 | 118.4666 | UNKN | Conduit | 24 | 1 |  | 0 | 107.6391 | 107.6391 | 0.0010764 | Estuary | 0 | FIXED | 74.87 | PI9400-0 | 0 | 0.25324 | SUBURBS | 0 | 0 | 0 | 1 | Cond | 20 | 32.8084 | 1 | N | 0 |  | CIRC | ROAD | 0.7874 | Full | 0 | Other |  | 0.059055 | 0 | 25 | 0.013 | 0.74 | FIXED | 75.17 | PI9400-54 | 0 | 0 | 0 | 0 | 0 | 0 | 0 | 0 | 0 | 0 | 0 | [11 empty] | 53.5751
PI9400-578.1 |  |  | 0 | 0.059055 | 0 | 25 | 0.013 | 0 | 17.8374 | 24 | 329.8234 | UNKN | Conduit | 24 | 1 |  | 0 | 107.6391 | 107.6391 | 0.0010764 | Estuary | 0 | FIXED | 75.17 | PI9400-54 | 0 | 0.62154 | SUBURBS | 0 | 0 | 0 | 1 | Cond | 20 | 32.8084 | 1 | N | 0 |  | CIRC | ROAD | 0.7874 | Full | 0 | Other |  | 0.059055 | 0 | 25 | 0.013 | 0.75 | FIXED | 77.22 | PI9400-578 | 0 | 0 | 0 | 0 | 0 | 0 | 0 | 0 | 0 | 0 | 0 | [11 empty] | 524.6066
PI9600-33.1 |  |  | 0 | 0.059055 | 0 | 25 | 0.013 | 0 | 11.1401 | 24 | 32.9991 | UNKN | Conduit | 24 | 1 |  | 0 | 107.6391 | 107.6391 | 0.0010764 | Estuary | 0 | FIXED | 73.2 | PI9500-252 | 0 | 0.24243 | SUBURBS | 0 | 0 | 0 | 1 | Cond | 20 | 32.8084 | 1 | N | 0 |  | CIRC | ROAD | 0.7874 | Full | 0 | Other |  | 0.059055 | 0 | 25 | 0.013 | 0.25 | FIXED | 73.28 | PI9600-33 | 0 | 0 | 0 | 0 | 0 | 0 | 0 | 0 | 0 | 0 | 0 | [11 empty] | 32.9998
PI9400-1744.1 |  |  | 0 | 0.059055 | 0 | 25 | 0.013 | 0 | 11.2846 | 24 | 325.6133 | UNKN | Conduit | 24 | 1 |  | 0 | 107.6391 | 107.6391 | 0.0010764 | Estuary | 0 | FIXED | 79.28 | PI9400-1418 | 0 | 0.24876 | SUBURBS | 0 | 0 | 0 | 1 | Cond | 20 | 32.8084 | 1 | N | 0 |  | CIRC | ROAD | 0.7874 | Full | 0 | Other |  | 0.059055 | 0 | 25 | 0.013 | 0.25 | FIXED | 80.09 | PI9400-1744 | 0 | 0 | 0 | 0 | 0 | 0 | 0 | 0 | 0 | 0 | 0 | [11 empty] | 325.6075
PI3700-1441.1 |  |  | 0 | 0.059055 | 0 | 25 | 0.013 | 0 | 12.4357 | 27 | 235.7451 | UNKN | Conduit | 27 | 1 |  | 0 | 107.6391 | 107.6391 | 0.0010764 | Estuary | 0 | FIXED | 60.97 | PI3700-1205 | 0 | 0.16119 | SUBURBS | 0 | 0 | 0 | 1 | Cond | 20 | 32.8084 | 1 | N | 0 |  | CIRC | ROAD | 0.7874 | Full | 0 | Other |  | 0.059055 | 0 | 25 | 0.013 | 0.25 | FIXED | 61.35 | PI3700-1441 | 0 | 0 | 0 | 0 | 0 | 0 | 0 | 0 | 0 | 0 | 0 | [11 empty] | 235.7444
PI3805-177.1 |  |  | 0 | 0.059055 | 0 | 25 | 0.013 | 0 | 30.2667 | 27 | 176.992 | UNKN | Conduit | 27 | 1 |  | 0 | 107.6391 | 107.6391 | 0.0010764 | Estuary | 0 | FIXED | 65.15 | PI3800-3475 | 0 | 0.95485 | SUBURBS | 0 | 0 | 0 | 1 | Cond | 20 | 32.8084 | 1 | N | 0 |  | CIRC | ROAD | 0.7874 | Full | 0 | Other |  | 0.059055 | 0 | 25 | 0.013 | 0.5 | FIXED | 66.84 | PI3805-177 | 0 | 0 | 0 | 0 | 0 | 0 | 0 | 0 | 0 | 0 | 0 | [11 empty] | 176.9916
PI3800-3711.1 |  |  | 0 | 0.059055 | 0 | 25 | 0.013 | 0 | 10.8702 | 27 | 235.4601 | UNKN | Conduit | 27 | 1 |  | 0 | 107.6391 | 107.6391 | 0.0010764 | Estuary | 0 | FIXED | 65.15 | PI3800-3475 | 0 | 0.12316 | SUBURBS | 0 | 0 | 0 | 1 | Cond | 20 | 32.8084 | 1 | N | 0 |  | CIRC | ROAD | 0.7874 | Full | 0 | Other |  | 0.059055 | 0 | 25 | 0.013 | 0.25 | FIXED | 65.44 | PI3800-3711 | 0 | 0 | 0 | 0 | 0 | 0 | 0 | 0 | 0 | 0 | 0 | [11 empty] | 235.4591
PI3800-3475.1 |  |  | 0 | 0.059055 | 0 | 25 | 0.013 | 0 | 11.0168 | 27 | 229.2361 | UNKN | Conduit | 27 | 1 |  | 0 | 107.6391 | 107.6391 | 0.0010764 | Estuary | 0 | FIXED | 64.86 | PI3800-3246 | 0 | 0.12651 | SUBURBS | 0 | 0 | 0 | 1 | Cond | 20 | 32.8084 | 1 | N | 0 |  | CIRC | ROAD | 0.7874 | Full | 0 | Other |  | 0.059055 | 0 | 25 | 0.013 | 0.17 | FIXED | 65.15 | PI3800-3475 | 0 | 0 | 0 | 0 | 0 | 0 | 0 | 0 | 0 | 0 | 0 | [11 empty] | 229.2359
PI6800-483.1 |  |  | 0 | 0.059055 | 0 | 25 | 0.013 | 0 | 13.4776 | 27 | 211.2685 | UNKN | Conduit | 27 | 1 |  | 0 | 107.6391 | 107.6391 | 0.0010764 | Estuary | 0 | FIXED | 11.06 | PI6800-272 | 0 | 0.18933 | SUBURBS | 0 | 0 | 0 | 1 | Cond | 20 | 32.8084 | 1 | N | 0 |  | CIRC | ROAD | 0.7874 | Full | 0 | Other |  | 0.059055 | 0 | 25 | 0.013 | 0.17 | FIXED | 11.46 | PI6800-483 | 0 | 0 | 0 | 0 | 0 | 0 | 0 | 0 | 0 | 0 | 0 | [11 empty] | 211.2679
PI6801-146.1 |  |  | 0 | 0.059055 | 0 | 25 | 0.013 | 0 | 24.9847 | 27 | 146.0061 | UNKN | Conduit | 27 | 1 |  | 0 | 107.6391 | 107.6391 | 0.0010764 | Estuary | 0 | FIXED | 11.84 | PI6800-719 | 0 | 0.65066 | SUBURBS | 0 | 0 | 0 | 1 | Cond | 20 | 32.8084 | 1 | N | 0 |  | CIRC | ROAD | 0.7874 | Full | 0 | Other |  | 0.059055 | 0 | 25 | 0.013 | 0.36 | FIXED | 12.79 | PI6801-146 | 0 | 0 | 0 | 0 | 0 | 0 | 0 | 0 | 0 | 0 | 0 | [11 empty] | 146.0059
PI6800-992.1 |  |  | 0 | 0.059055 | 0 | 25 | 0.013 | 0 | 24.3122 | 27 | 272.6838 | UNKN | Conduit | 27 | 1 |  | 0 | 107.6391 | 107.6391 | 0.0010764 | Estuary | 0 | FIXED | 11.84 | PI6800-719 | 0 | 0.6161 | SUBURBS | 0 | 0 | 0 | 1 | Cond | 20 | 32.8084 | 1 | N | 0 |  | CIRC | ROAD | 0.7874 | Full | 0 | Other |  | 0.059055 | 0 | 25 | 0.013 | 0.17 | FIXED | 13.52 | PI6800-992 | 0 | 0 | 0 | 0 | 0 | 0 | 0 | 0 | 0 | 0 | 0 | [11 empty] | 272.6835
PI6801-395.1 |  |  | 0 | 0.059055 | 0 | 25 | 0.013 | 0 | 15.5275 | 27 | 246.7081 | UNKN | Conduit | 27 | 1 |  | 0 | 107.6391 | 107.6391 | 0.0010764 | Estuary | 0 | FIXED | 12.79 | PI6801-146 | 0 | 0.25131 | SUBURBS | 0 | 0 | 0 | 1 | Cond | 20 | 32.8084 | 1 | N | 0 |  | CIRC | ROAD | 0.7874 | Full | 0 | Other |  | 0.059055 | 0 | 25 | 0.013 | 0.75 | FIXED | 13.41 | PI6801-395 | 0 | 0 | 0 | 0 | 0 | 0 | 0 | 0 | 0 | 0 | 0 | [11 empty] | 249.2411
PI6600-2182.1 |  |  | 0 | 0.059055 | 0 | 25 | 0.013 | 0 | 36.7286 | 48 | 443.6493 | UNKN | Conduit | 48 | 1 |  | 0 | 107.6391 | 107.6391 | 0.0010764 | Estuary | 0 | FIXED | 8.59 | PI6600-1738 | 0 | 0.065367 | SUBURBS | 0 | 0 | 0 | 1 | Cond | 20 | 32.8084 | 1 | N | 0 |  | CIRC | ROAD | 0.7874 | Full | 0 | Other |  | 0.059055 | 0 | 25 | 0.013 | 0.19 | FIXED | 8.88 | PI6600-2182 | 0 | 0 | 0 | 0 | 0 | 0 | 0 | 0 | 0 | 0 | 0 | [11 empty] | 443.6484
PI6800-719.1 |  |  | 0 | 0.059055 | 0 | 25 | 0.013 | 0 | 12.4421 | 27 | 235.5022 | UNKN | Conduit | 27 | 1 |  | 0 | 107.6391 | 107.6391 | 0.0010764 | Estuary | 0 | FIXED | 11.46 | PI6800-483 | 0 | 0.16136 | SUBURBS | 0 | 0 | 0 | 1 | Cond | 20 | 32.8084 | 1 | N | 0 |  | CIRC | ROAD | 0.7874 | Full | 0 | Other |  | 0.059055 | 0 | 25 | 0.013 | 0.17 | FIXED | 11.84 | PI6800-719 | 0 | 0 | 0 | 0 | 0 | 0 | 0 | 0 | 0 | 0 | 0 | [11 empty] | 235.5013
PI7712-20.2 |  |  | 0 | 0.059055 | 0 | 25 | 0.013 | 0 | 18.2174 | 27 | 260.0237 | UNKN | Conduit | 27 | 1 |  | 0 | 107.6391 | 107.6391 | 0.0010764 | Estuary | 0 | FIXED | 40.8747 | PI8000-1386 | 0 | 0.34592 | SUBURBS | 0 | 0 | 0 | 2 | Cond | 20 | 32.8084 | 1 | N | 0 |  | CIRC | ROAD | 0.7874 | Full | 0 | Other |  | 0.059055 | 0 | 25 | 0.013 | 0.5 | FIXED | 41.7742 | PI7712-20 | 0 | 0 | 0 | 0 | 0 | 0 | 0 | 0 | 0 | 0 | 0 | [11 empty] | 260.0232
PI8000-1885.1 |  |  | 0 | 0.059055 | 0 | 25 | 0.013 | 0 | 18.2174 | 27 | 238.9904 | UNKN | Conduit | 27 | 1 |  | 0 | 107.6391 | 107.6391 | 0.0010764 | Estuary | 0 | FIXED | 41.7742 | PI7712-20 | 0 | 0.34592 | SUBURBS | 0 | 0 | 0 | 1 | Cond | 20 | 32.8084 | 1 | N | 0 |  | CIRC | ROAD | 0.7874 | Full | 0 | Other |  | 0.059055 | 0 | 25 | 0.013 | 0.17 | FIXED | 42.6009 | PI8000-1885 | 0 | 0 | 0 | 0 | 0 | 0 | 0 | 0 | 0 | 0 | 0 | [11 empty] | 238.9893
PI8000-1058.1 |  |  | 0 | 0.059055 | 0 | 25 | 0.013 | 0 | 18.2174 | 27 | 292.0063 | UNKN | Conduit | 27 | 1 |  | 0 | 107.6391 | 107.6391 | 0.0010764 | Estuary | 0 | FIXED | 38.7303 | PI8000-766 | 0 | 0.34592 | SUBURBS | 0 | 0 | 0 | 1 | Cond | 20 | 32.8084 | 1 | N | 0 |  | CIRC | ROAD | 0.7874 | Full | 0 | Other |  | 0.059055 | 0 | 25 | 0.013 | 0.18 | FIXED | 39.7404 | PI8000-1058 | 0 | 0 | 0 | 0 | 0 | 0 | 0 | 0 | 0 | 0 | 0 | [11 empty] | 292.0058
PI8000-1386.1 |  |  | 0 | 0.059055 | 0 | 25 | 0.013 | 0 | 18.2174 | 27 | 327.9177 | UNKN | Conduit | 27 | 1 |  | 0 | 107.6391 | 107.6391 | 0.0010764 | Estuary | 0 | FIXED | 39.7404 | PI8000-1058 | 0 | 0.34592 | SUBURBS | 0 | 0 | 0 | 1 | Cond | 20 | 32.8084 | 1 | N | 0 |  | CIRC | ROAD | 0.7874 | Full | 0 | Other |  | 0.059055 | 0 | 25 | 0.013 | 0.17 | FIXED | 40.8747 | PI8000-1386 | 0 | 0 | 0 | 0 | 0 | 0 | 0 | 0 | 0 | 0 | 0 | [11 empty] | 327.9172
PI6800-1462.1 |  |  | 0 | 0.059055 | 0 | 25 | 0.013 | 0 | 21.7575 | 27 | 192.532 | UNKN | Conduit | 27 | 1 |  | 0 | 107.6391 | 107.6391 | 0.0010764 | Estuary | 0 | FIXED | 14.47 | PI6800-1270 | 0 | 0.49342 | SUBURBS | 0 | 0 | 0 | 1 | Cond | 20 | 32.8084 | 1 | N | 0 |  | CIRC | ROAD | 0.7874 | Full | 0 | Other |  | 0.059055 | 0 | 25 | 0.013 | 0.25 | FIXED | 15.42 | PI6800-1462 | 0 | 0 | 0 | 0 | 0 | 0 | 0 | 0 | 0 | 0 | 0 | [11 empty] | 192.5319
PI1100-900.1 |  |  | 0 | 0.059055 | 0 | 25 | 0.013 | 0 | -27.927 | 27 | 227.5719 | UNKN | Conduit | 27 | 1 |  | 0 | 107.6391 | 107.6391 | 0.0010764 | Estuary | 0 | FIXED | 21 | PI1100-673 | 0 | -0.81293 | SUBURBS | 0 | 0 | 0 | 1 | Cond | 20 | 32.8084 | 1 | N | 0 |  | CIRC | ROAD | 0.7874 | Full | 0 | Other |  | 0.059055 | 0 | 25 | 0.013 | 0.25 | FIXED | 19.15 | PI1100-900 | 0 | 0 | 0 | 0 | 0 | 0 | 0 | 0 | 0 | 0 | 0 | [11 empty] | 227.5715
PI6900-4077.1 |  |  | 0 | 0.059055 | 0 | 25 | 0.013 | 0 | 16.671 | 27 | 486.7373 | UNKN | Conduit | 27 | 1 |  | 0 | 107.6391 | 107.6391 | 0.0010764 | Estuary | 0 | FIXED | 15.01 | PI6900-3413 | 0 | 0.28968 | SUBURBS | 0 | 0 | 0 | 1 | Cond | 20 | 32.8084 | 1 | N | 0 |  | CIRC | ROAD | 0.7874 | Full | 0 | Other |  | 0.059055 | 0 | 25 | 0.013 | 0.25 | FIXED | 16.42 | PI6900-4077 | 0 | 0 | 0 | 0 | 0 | 0 | 0 | 0 | 0 | 0 | 0 | [11 empty] | 486.7362
PI8000-1896.1 |  |  | 0 | 0.059055 | 0 | 25 | 0.013 | 0 | 18.2174 | 27 | 11.3834 | UNKN | Conduit | 27 | 1 |  | 0 | 107.6391 | 107.6391 | 0.0010764 | Estuary | 0 | FIXED | 42.6009 | PI8000-1885 | 0 | 0.34592 | SUBURBS | 0 | 0 | 0 | 1 | Cond | 20 | 32.8084 | 1 | N | 0 |  | CIRC | ROAD | 0.7874 | Full | 0 | Other |  | 0.059055 | 0 | 25 | 0.013 | 0.75 | FIXED | 42.6403 | PI8000-1896 | 0 | 0 | 0 | 0 | 0 | 0 | 0 | 0 | 0 | 0 | 0 | [11 empty] | 11.3843
PI6800-1270.1 |  |  | 0 | 0.059055 | 0 | 25 | 0.013 | 0 | 18.0949 | 27 | 278.3607 | UNKN | Conduit | 27 | 1 |  | 0 | 107.6391 | 107.6391 | 0.0010764 | Estuary | 0 | FIXED | 13.52 | PI6800-992 | 0 | 0.34128 | SUBURBS | 0 | 0 | 0 | 1 | Cond | 20 | 32.8084 | 1 | N | 0 |  | CIRC | ROAD | 0.7874 | Full | 0 | Other |  | 0.059055 | 0 | 25 | 0.013 | 0.17 | FIXED | 14.47 | PI6800-1270 | 0 | 0 | 0 | 0 | 0 | 0 | 0 | 0 | 0 | 0 | 0 | [11 empty] | 278.3596
PI1100-673.1 |  |  | 0 | 0.059055 | 0 | 25 | 0.013 | 0 | 35.3779 | 27 | 297.4164 | UNKN | Conduit | 27 | 1 |  | 0 | 107.6391 | 107.6391 | 0.0010764 | Estuary | 0 | FIXED | 17.12 | PI1100-375 | 0 | 1.3046 | SUBURBS | 0 | 0 | 0 | 1 | Cond | 20 | 32.8084 | 1 | N | 0 |  | CIRC | ROAD | 0.7874 | Full | 0 | Other |  | 0.059055 | 0 | 25 | 0.013 | 0.17 | FIXED | 21 | PI1100-673 | 0 | 0 | 0 | 0 | 0 | 0 | 0 | 0 | 0 | 0 | 0 | [11 empty] | 297.4159
PI1400-285.1 |  |  | 0 | 0.059055 | 0 | 25 | 0.013 | 0 | 15.5452 | 27 | 165.644 | UNKN | Conduit | 27 | 1 |  | 0 | 107.6391 | 107.6391 | 0.0010764 | Estuary | 0 | FIXED | 28.4328 | PI1400-120 | 0 | 0.25188 | SUBURBS | 0 | 0 | 0 | 1 | Cond | 20 | 32.8084 | 1 | N | 0 |  | CIRC | ROAD | 0.7874 | Full | 0 | Other |  | 0.059055 | 0 | 25 | 0.013 | 0.36 | FIXED | 28.85 | PI1400-285 | 0 | 0 | 0 | 0 | 0 | 0 | 0 | 0 | 0 | 0 | 0 | [11 empty] | 165.6443
PI1400-120.1 |  |  | 0 | 0.059055 | 0 | 25 | 0.013 | 0 | 15.5452 | 27 | 119.587 | UNKN | Conduit | 27 | 1 |  | 0 | 107.6391 | 107.6391 | 0.0010764 | Estuary | 1 | FIXED | 31 | PI1300-4980 | 0 | 0.25188 | SUBURBS | 0 | 0 | 0 | 1 | Cond | 20 | 32.8084 | 1 | N | 0 |  | CIRC | ROAD | 0.7874 | Full | 0 | Other |  | 0.059055 | 0 | 25 | 0.013 | 0.45 | FIXED | 31.3012 | PI1400-120 | 0 | 0 | 0 | 0 | 0 | 0 | 0 | 0 | 0 | 0 | 0 | [11 empty] | 119.5868
PI8000-2404.1 |  |  | 0 | 0.059055 | 0 | 25 | 0.013 | 0 | 31.2442 | 27 | 272.4232 | UNKN | Conduit | 27 | 1 |  | 0 | 107.6391 | 107.6391 | 0.0010764 | Estuary | 0 | FIXED | 44.0193 | PI8000-2131 | 0 | 1.0175 | SUBURBS | 0 | 0 | 0 | 1 | Cond | 20 | 32.8084 | 1 | N | 0 |  | CIRC | ROAD | 0.7874 | Full | 0 | Other |  | 0.059055 | 0 | 25 | 0.013 | 0.25 | FIXED | 46.7912 | PI8000-2404 | 0 | 0 | 0 | 0 | 0 | 0 | 0 | 0 | 0 | 0 | 0 | [11 empty] | 272.4225
PI2300-303.1 |  |  | 0 | 0.059055 | 0 | 25 | 0.013 | 0 | 12.2391 | 30 | 33.7018 | UNKN | Conduit | 30 | 1 |  | 0 | 107.6391 | 107.6391 | 0.0010764 | Estuary | 0 | FIXED | 27.12 | PI2300-269 | 0 | 0.089016 | SUBURBS | 0 | 0 | 0 | 1 | Cond | 20 | 32.8084 | 1 | N | 0 |  | CIRC | ROAD | 0.7874 | Full | 0 | Other |  | 0.059055 | 0 | 25 | 0.013 | 0.25 | FIXED | 27.15 | PI2300-303 | 0 | 0 | 0 | 0 | 0 | 0 | 0 | 0 | 0 | 0 | 0 | [11 empty] | 33.7015
PI2300-269.1 |  |  | 0 | 0.059055 | 0 | 25 | 0.013 | 0 | 20.6304 | 30 | 49.3935 | UNKN | Conduit | 30 | 1 |  | 0 | 107.6391 | 107.6391 | 0.0010764 | Estuary | 0 | FIXED | 26.9951 | PI2300-219 | 0 | 0.25292 | SUBURBS | 0 | 0 | 0 | 1 | Cond | 20 | 32.8084 | 1 | N | 0 |  | CIRC | ROAD | 0.7874 | Full | 0 | Other |  | 0.059055 | 0 | 25 | 0.013 | 0.17 | FIXED | 27.12 | PI2300-269 | 0 | 0 | 0 | 0 | 0 | 0 | 0 | 0 | 0 | 0 | 0 | [11 empty] | 49.3936
PI2300-219.1 |  |  | 0 | 0.059055 | 0 | 25 | 0.013 | 0 | 20.6304 | 30 | 55.3529 | UNKN | Conduit | 30 | 1 |  | 0 | 107.6391 | 107.6391 | 0.0010764 | Estuary | 0 | FIXED | 27.13 | PI2300-164 | 0 | 0.25292 | SUBURBS | 0 | 0 | 0 | 1 | Cond | 20 | 32.8084 | 1 | N | 0 |  | CIRC | ROAD | 0.7874 | Full | 0 | Other |  | 0.059055 | 0 | 25 | 0.013 | 0.26 | FIXED | 27.27 | PI2300-219 | 0 | 0 | 0 | 0 | 0 | 0 | 0 | 0 | 0 | 0 | 0 | [11 empty] | 55.3527
PI2400-85.1 |  |  | 0 | 0.059055 | 0 | 25 | 0.013 | 0 | 14.6352 | 30 | 39.2827 | UNKN | Conduit | 30 | 1 |  | 0 | 107.6391 | 107.6391 | 0.0010764 | Estuary | 0 | FIXED | 27.82 | PI2400-46 | 0 | 0.12728 | SUBURBS | 0 | 0 | 0 | 1 | Cond | 20 | 32.8084 | 1 | N | 0 |  | CIRC | ROAD | 0.7874 | Full | 0 | Other |  | 0.059055 | 0 | 25 | 0.013 | 0.5 | FIXED | 27.87 | PI2400-85 | 0 | 0 | 0 | 0 | 0 | 0 | 0 | 0 | 0 | 0 | 0 | [11 empty] | 39.282
PI2400-46.1 |  |  | 0 | 0.059055 | 0 | 25 | 0.013 | 0 | 10.9678 | 30 | 27.9781 | UNKN | Conduit | 30 | 1 |  | 0 | 107.6391 | 107.6391 | 0.0010764 | Estuary | 1 | FIXED | 27.8 | CC0200-3428 | 0 | 0.071484 | SUBURBS | 0 | 0 | 0 | 1 | Cond | 20 | 32.8084 | 1 | N | 0 |  | CIRC | ROAD | 0.7874 | Full | 0 | Other |  | 0.059055 | 0 | 25 | 0.013 | 0.18 | FIXED | 27.82 | PI2400-46 | 0 | 0 | 0 | 0 | 0 | 0 | 0 | 0 | 0 | 0 | 0 | [11 empty] | 45.6102
PI3700-1205.1 |  |  | 0 | 0.059055 | 0 | 25 | 0.013 | 0 | 10.165 | 30 | 390.8629 | UNKN | Conduit | 30 | 1 |  | 0 | 107.6391 | 107.6391 | 0.0010764 | Estuary | 0 | FIXED | 60.73 | PI3700-814 | 0 | 0.061403 | SUBURBS | 0 | 0 | 0 | 1 | Cond | 20 | 32.8084 | 1 | N | 0 |  | CIRC | ROAD | 0.7874 | Full | 0 | Other |  | 0.059055 | 0 | 25 | 0.013 | 0.25 | FIXED | 60.97 | PI3700-1205 | 0 | 0 | 0 | 0 | 0 | 0 | 0 | 0 | 0 | 0 | 0 | [11 empty] | 390.8614
PI3700-814.1 |  |  | 0 | 0.059055 | 0 | 25 | 0.013 | 0 | 9.6224 | 30 | 109.0462 | UNKN | Conduit | 30 | 1 |  | 0 | 107.6391 | 107.6391 | 0.0010764 | Estuary | 0 | FIXED | 60.67 | PI3700-705 | 0 | 0.055023 | SUBURBS | 0 | 0 | 0 | 1 | Cond | 20 | 32.8084 | 1 | N | 0 |  | CIRC | ROAD | 0.7874 | Full | 0 | Other |  | 0.059055 | 0 | 25 | 0.013 | 0.62 | FIXED | 60.73 | PI3700-814 | 0 | 0 | 0 | 0 | 0 | 0 | 0 | 0 | 0 | 0 | 0 | [11 empty] | 109.0464
PI3700-170.1 |  |  | 0 | 0.059055 | 0 | 25 | 0.013 | 0 | 38.0475 | 30 | 14.9989 | UNKN | Conduit | 30 | 1 |  | 0 | 107.6391 | 107.6391 | 0.0010764 | Estuary | 0 | FIXED | 60.3327 | PI3700-155 | 0 | 0.86025 | SUBURBS | 0 | 0 | 0 | 1 | Cond | 20 | 32.8084 | 1 | N | 0 |  | CIRC | ROAD | 0.7874 | Full | 0 | Other |  | 0.059055 | 0 | 25 | 0.013 | 0.17 | FIXED | 60.4617 | PI3700-170 | 0 | 0 | 0 | 0 | 0 | 0 | 0 | 0 | 0 | 0 | 0 | [11 empty] | 14.9992
PI3700-705.1 |  |  | 0 | 0.059055 | 0 | 25 | 0.013 | 0 | 8.0913 | 30 | 308.4427 | UNKN | Conduit | 30 | 1 |  | 0 | 107.6391 | 107.6391 | 0.0010764 | Estuary | 0 | FIXED | 60.55 | PI3700-397 | 0 | 0.038905 | SUBURBS | 0 | 0 | 0 | 1 | Cond | 20 | 32.8084 | 1 | N | 0 |  | CIRC | ROAD | 0.7874 | Full | 0 | Other |  | 0.059055 | 0 | 25 | 0.013 | 0.62 | FIXED | 60.67 | PI3700-705 | 0 | 0 | 0 | 0 | 0 | 0 | 0 | 0 | 0 | 0 | 0 | [11 empty] | 308.4426
PI3700-397.1 |  |  | 0 | 0.059055 | 0 | 25 | 0.013 | 0 | 8.0913 | 30 | 226.9978 | UNKN | Conduit | 30 | 1 |  | 0 | 107.6391 | 107.6391 | 0.0010764 | Estuary | 0 | FIXED | 60.4617 | PI3700-170 | 0 | 0.038905 | SUBURBS | 0 | 0 | 0 | 1 | Cond | 20 | 32.8084 | 1 | N | 0 |  | CIRC | ROAD | 0.7874 | Full | 0 | Other |  | 0.059055 | 0 | 25 | 0.013 | 0.17 | FIXED | 60.55 | PI3700-397 | 0 | 0 | 0 | 0 | 0 | 0 | 0 | 0 | 0 | 0 | 0 | [11 empty] | 226.9966
PI3700-155.1 |  |  | 0 | 0.059055 | 0 | 25 | 0.013 | 0 | 38.0475 | 30 | 154.9155 | UNKN | Conduit | 30 | 1 |  | 0 | 107.6391 | 107.6391 | 0.0010764 | Estuary | 1 | FIXED | 59 | CC0300-8706 | 0 | 0.86025 | SUBURBS | 0 | 0 | 0 | 1 | Cond | 20 | 32.8084 | 1 | N | 0 |  | CIRC | ROAD | 0.7874 | Full | 0 | Other |  | 0.059055 | 0 | 25 | 0.013 | 0.18 | FIXED | 60.3327 | PI3700-155 | 0 | 0 | 0 | 0 | 0 | 0 | 0 | 0 | 0 | 0 | 0 | [11 empty] | 154.9157
PI0505-2153.1 |  |  | 0 | 0.059055 | 0 | 25 | 0.013 | 0 | 10.195 | 30 | 275.2339 | UNKN | Conduit | 30 | 1 |  | 0 | 107.6391 | 107.6391 | 0.0010764 | Estuary | 0 | FIXED | 32.78 | PI0505-1878 | 0 | 0.061766 | SUBURBS | 0 | 0 | 0 | 1 | Cond | 20 | 32.8084 | 1 | N | 0 |  | CIRC | ROAD | 0.7874 | Full | 0 | Other |  | 0.059055 | 0 | 25 | 0.013 | 0.5 | FIXED | 32.95 | PI0505-2153 | 0 | 0 | 0 | 0 | 0 | 0 | 0 | 0 | 0 | 0 | 0 | [11 empty] | 275.233
PI0505-1152.1 |  |  | 0 | 0.059055 | 0 | 25 | 0.013 | 0 | 18.3128 | 30 | 536.9139 | UNKN | Conduit | 30 | 1 |  | 0 | 107.6391 | 107.6391 | 0.0010764 | Estuary | 0 | FIXED | 31.28 | PI0505-615 | 0 | 0.19929 | SUBURBS | 0 | 0 | 0 | 1 | Cond | 20 | 32.8084 | 1 | N | 0 |  | CIRC | ROAD | 0.7874 | Full | 0 | Other |  | 0.059055 | 0 | 25 | 0.013 | 0.17 | FIXED | 32.35 | PI0505-1152 | 0 | 0 | 0 | 0 | 0 | 0 | 0 | 0 | 0 | 0 | 0 | [11 empty] | 536.8802
PI0505-1381.1 |  |  | 0 | 0.059055 | 0 | 25 | 0.013 | 0 | 10.1438 | 30 | 228.9582 | UNKN | Conduit | 30 | 1 |  | 0 | 107.6391 | 107.6391 | 0.0010764 | Estuary | 0 | FIXED | 32.35 | PI0505-1152 | 0 | 0.061147 | SUBURBS | 0 | 0 | 0 | 1 | Cond | 20 | 32.8084 | 1 | N | 0 |  | CIRC | ROAD | 0.7874 | Full | 0 | Other |  | 0.059055 | 0 | 25 | 0.013 | 0.17 | FIXED | 32.49 | PI0505-1381 | 0 | 0 | 0 | 0 | 0 | 0 | 0 | 0 | 0 | 0 | 0 | [11 empty] | 228.9569
PI0505-615.1 |  |  | 0 | 0.059055 | 0 | 25 | 0.013 | 0 | 13.9878 | 30 | 120.4089 | UNKN | Conduit | 30 | 1 |  | 0 | 107.6391 | 107.6391 | 0.0010764 | Estuary | 0 | FIXED | 31.14 | PI0505-495 | 0 | 0.11627 | SUBURBS | 0 | 0 | 0 | 1 | Cond | 20 | 32.8084 | 1 | N | 0 |  | CIRC | ROAD | 0.7874 | Full | 0 | Other |  | 0.059055 | 0 | 25 | 0.013 | 0.75 | FIXED | 31.28 | PI0505-615 | 0 | 0 | 0 | 0 | 0 | 0 | 0 | 0 | 0 | 0 | 0 | [11 empty] | 120.3816
PI0505-1653.1 |  |  | 0 | 0.059055 | 0 | 25 | 0.013 | 0 | 9.9494 | 30 | 271.9917 | UNKN | Conduit | 30 | 1 |  | 0 | 107.6391 | 107.6391 | 0.0010764 | Estuary | 0 | FIXED | 32.49 | PI0505-1381 | 0 | 0.058825 | SUBURBS | 0 | 0 | 0 | 1 | Cond | 20 | 32.8084 | 1 | N | 0 |  | CIRC | ROAD | 0.7874 | Full | 0 | Other |  | 0.059055 | 0 | 25 | 0.013 | 0.24 | FIXED | 32.65 | PI0505-1653 | 0 | 0 | 0 | 0 | 0 | 0 | 0 | 0 | 0 | 0 | 0 | [11 empty] | 271.9911
PI0505-1820.1 |  |  | 0 | 0.059055 | 0 | 25 | 0.013 | 0 | 9.7865 | 30 | 122.9917 | UNKN | Conduit | 30 | 1 |  | 0 | 107.6391 | 107.6391 | 0.0010764 | Estuary | 0 | FIXED | 32.68 | PI0505-1697 | 0 | 0.056914 | SUBURBS | 0 | 0 | 0 | 1 | Cond | 20 | 32.8084 | 1 | N | 0 |  | CIRC | ROAD | 0.7874 | Full | 0 | Other |  | 0.059055 | 0 | 25 | 0.013 | 0.53 | FIXED | 32.75 | PI0505-1820 | 0 | 0 | 0 | 0 | 0 | 0 | 0 | 0 | 0 | 0 | 0 | [11 empty] | 122.9911
PI0505-1697.1 |  |  | 0 | 0.059055 | 0 | 25 | 0.013 | 0 | 10.7608 | 30 | 43.5976 | UNKN | Conduit | 30 | 1 |  | 0 | 107.6391 | 107.6391 | 0.0010764 | Estuary | 0 | FIXED | 32.65 | PI0505-1653 | 0 | 0.068811 | SUBURBS | 0 | 0 | 0 | 1 | Cond | 20 | 32.8084 | 1 | N | 0 |  | CIRC | ROAD | 0.7874 | Full | 0 | Other |  | 0.059055 | 0 | 25 | 0.013 | 0.24 | FIXED | 32.68 | PI0505-1697 | 0 | 0 | 0 | 0 | 0 | 0 | 0 | 0 | 0 | 0 | 0 | [11 empty] | 43.5985
PI0505-1878.1 |  |  | 0 | 0.059055 | 0 | 25 | 0.013 | 0 | 9.3561 | 30 | 57.6718 | UNKN | Conduit | 30 | 1 |  | 0 | 107.6391 | 107.6391 | 0.0010764 | Estuary | 0 | FIXED | 32.75 | PI0505-1820 | 0 | 0.052019 | SUBURBS | 0 | 0 | 0 | 1 | Cond | 20 | 32.8084 | 1 | N | 0 |  | CIRC | ROAD | 0.7874 | Full | 0 | Other |  | 0.059055 | 0 | 25 | 0.013 | 0.53 | FIXED | 32.78 | PI0505-1878 | 0 | 0 | 0 | 0 | 0 | 0 | 0 | 0 | 0 | 0 | 0 | [11 empty] | 57.6719
PI0505-495.1 |  |  | 0 | 0.059055 | 0 | 25 | 0.013 | 0 | 30.7744 | 30 | 111.9416 | UNKN | Conduit | 30 | 1 |  | 0 | 107.6391 | 107.6391 | 0.0010764 | Estuary | 0 | FIXED | 30.51 | PI0505-383 | 0 | 0.56279 | SUBURBS | 0 | 0 | 0 | 1 | Cond | 20 | 32.8084 | 1 | N | 0 |  | CIRC | ROAD | 0.7874 | Full | 0 | Other |  | 0.059055 | 0 | 25 | 0.013 | 0.17 | FIXED | 31.14 | PI0505-495 | 0 | 0 | 0 | 0 | 0 | 0 | 0 | 0 | 0 | 0 | 0 | [11 empty] | 111.9408
PI5816-255.1 |  |  | 0 | 0.059055 | 0 | 25 | 0.013 | 0 | 32.3112 | 30 | 254.6718 | UNKN | Conduit | 30 | 1 |  | 0 | 107.6391 | 107.6391 | 0.0010764 | Estuary | 0 | FIXED | 50.22 | PI5800-4213 | 0 | 0.62041 | SUBURBS | 0 | 0 | 0 | 1 | Cond | 20 | 32.8084 | 1 | N | 0 |  | CIRC | ROAD | 0.7874 | Full | 0 | Other |  | 0.059055 | 0 | 25 | 0.013 | 0.17 | FIXED | 51.8 | PI5816-255 | 0 | 0 | 0 | 0 | 0 | 0 | 0 | 0 | 0 | 0 | 0 | [11 empty] | 254.6159
PI5816-561.1 |  |  | 0 | 0.059055 | 0 | 25 | 0.013 | 0 | 18.3162 | 30 | 305.9775 | UNKN | Conduit | 30 | 1 |  | 0 | 107.6391 | 107.6391 | 0.0010764 | Estuary | 0 | FIXED | 51.8 | PI5816-255 | 0 | 0.19936 | SUBURBS | 0 | 0 | 0 | 1 | Cond | 20 | 32.8084 | 1 | N | 0 |  | CIRC | ROAD | 0.7874 | Full | 0 | Other |  | 0.059055 | 0 | 25 | 0.013 | 0.5 | FIXED | 52.41 | PI5816-561 | 0 | 0 | 0 | 0 | 0 | 0 | 0 | 0 | 0 | 0 | 0 | [11 empty] | 305.9317
PI581601-47.1 |  |  | 0 | 0.059055 | 0 | 25 | 0.013 | 0 | 20.7893 | 30 | 46.723 | UNKN | Conduit | 30 | 1 |  | 0 | 107.6391 | 107.6391 | 0.0010764 | Estuary | 0 | FIXED | 52.41 | PI5816-561 | 0 | 0.25683 | SUBURBS | 0 | 0 | 0 | 1 | Cond | 20 | 32.8084 | 1 | N | 0 |  | CIRC | ROAD | 0.7874 | Full | 0 | Other |  | 0.059055 | 0 | 25 | 0.013 | 0.17 | FIXED | 52.53 | PI581601-47 | 0 | 0 | 0 | 0 | 0 | 0 | 0 | 0 | 0 | 0 | 0 | [11 empty] | 46.7226
PI581601-178.1 |  |  | 0 | 0.059055 | 0 | 25 | 0.013 | 0 | 20.5366 | 30 | 131.6703 | UNKN | Conduit | 30 | 1 |  | 0 | 107.6391 | 107.6391 | 0.0010764 | Estuary | 0 | FIXED | 52.53 | PI581601-47 | 0 | 0.25063 | SUBURBS | 0 | 0 | 0 | 1 | Cond | 20 | 32.8084 | 1 | N | 0 |  | CIRC | ROAD | 0.7874 | Full | 0 | Other |  | 0.059055 | 0 | 25 | 0.013 | 0.5 | FIXED | 52.86 | PI581601-178 | 0 | 0 | 0 | 0 | 0 | 0 | 0 | 0 | 0 | 0 | 0 | [11 empty] | 131.67
PI3800-2292.1 |  |  | 0 | 0.059055 | 0 | 25 | 0.013 | 0 | 20.5221 | 30 | 563.3858 | UNKN | Conduit | 30 | 1 |  | 0 | 107.6391 | 107.6391 | 0.0010764 | Estuary | 0 | FIXED | 62.15 | PI3800-1729 | 0 | 0.25027 | SUBURBS | 0 | 0 | 0 | 1 | Cond | 20 | 32.8084 | 1 | N | 0 |  | CIRC | ROAD | 0.7874 | Full | 0 | Other |  | 0.059055 | 0 | 25 | 0.013 | 0.17 | FIXED | 63.56 | PI3800-2292 | 0 | 0 | 0 | 0 | 0 | 0 | 0 | 0 | 0 | 0 | 0 | [11 empty] | 563.3445
PI3800-2319.1 |  |  | 0 | 0.059055 | 0 | 25 | 0.013 | 0 | 20.5221 | 30 | 26.4755 | UNKN | Conduit | 30 | 1 |  | 0 | 107.6391 | 107.6391 | 0.0010764 | Estuary | 0 | FIXED | 63.56 | PI3800-2292 | 0 | 0.25027 | SUBURBS | 0 | 0 | 0 | 1 | Cond | 20 | 32.8084 | 1 | N | 0 |  | CIRC | ROAD | 0.7874 | Full | 0 | Other |  | 0.059055 | 0 | 25 | 0.013 | 0.17 | FIXED | 63.6263 | PI3800-2319 | 0 | 0 | 0 | 0 | 0 | 0 | 0 | 0 | 0 | 0 | 0 | [11 empty] | 26.4752
PI3800-2417.1 |  |  | 0 | 0.059055 | 0 | 25 | 0.013 | 0 | 15.9099 | 30 | 98.0889 | UNKN | Conduit | 30 | 1 |  | 0 | 107.6391 | 107.6391 | 0.0010764 | Estuary | 0 | FIXED | 63.6263 | PI3800-2319 | 0 | 0.15042 | SUBURBS | 0 | 0 | 0 | 1 | Cond | 20 | 32.8084 | 1 | N | 0 |  | CIRC | ROAD | 0.7874 | Full | 0 | Other |  | 0.059055 | 0 | 25 | 0.013 | 0.17 | FIXED | 63.7738 | PI3800-2417 | 0 | 0 | 0 | 0 | 0 | 0 | 0 | 0 | 0 | 0 | 0 | [11 empty] | 98.0885
PI3800-2571.1 |  |  | 0 | 0.059055 | 0 | 25 | 0.013 | 0 | 15.9099 | 30 | 154.4356 | UNKN | Conduit | 30 | 1 |  | 0 | 107.6391 | 107.6391 | 0.0010764 | Estuary | 0 | FIXED | 63.7738 | PI3800-2417 | 0 | 0.15042 | SUBURBS | 0 | 0 | 0 | 1 | Cond | 20 | 32.8084 | 1 | N | 0 |  | CIRC | ROAD | 0.7874 | Full | 0 | Other |  | 0.059055 | 0 | 25 | 0.013 | 0.76 | FIXED | 64.0061 | PI3800-2571 | 0 | 0 | 0 | 0 | 0 | 0 | 0 | 0 | 0 | 0 | 0 | [11 empty] | 154.4358
PI3800-1729.1 |  |  | 0 | 0.059055 | 0 | 25 | 0.013 | 0 | 20.4664 | 30 | 429.8617 | UNKN | Conduit | 30 | 1 |  | 0 | 107.6391 | 107.6391 | 0.0010764 | Estuary | 0 | FIXED | 61.08 | PI3800-1299 | 0 | 0.24892 | SUBURBS | 0 | 0 | 0 | 1 | Cond | 20 | 32.8084 | 1 | N | 0 |  | CIRC | ROAD | 0.7874 | Full | 0 | Other |  | 0.059055 | 0 | 25 | 0.013 | 0.17 | FIXED | 62.15 | PI3800-1729 | 0 | 0 | 0 | 0 | 0 | 0 | 0 | 0 | 0 | 0 | 0 | [11 empty] | 429.8603
PI3800-795.1 |  |  | 0 | 0.059055 | 0 | 25 | 0.013 | 0 | 9.7191 | 36 | 795.3458 | UNKN | Conduit | 36 | 1 |  | 0 | 107.6391 | 107.6391 | 0.0010764 | Estuary | 1 | FIXED | 59.6579 | CC0300-8868 | 0 | 0.021229 | SUBURBS | 0 | 0 | 0 | 1 | Cond | 20 | 32.8084 | 1 | N | 0 |  | CIRC | ROAD | 0.7874 | Full | 0 | Other |  | 0.059055 | 0 | 25 | 0.013 | 0.19 | FIXED | 59.8267 | PI3800-795 | 0 | 0 | 0 | 0 | 0 | 0 | 0 | 0 | 0 | 0 | 0 | [11 empty] | 795.3442
PI4300-1157.1 |  |  | 0 | 0.059055 | 0 | 25 | 0.013 | 0 | 23.5086 | 30 | 176.5877 | UNKN | Conduit | 30 | 1 |  | 0 | 107.6391 | 107.6391 | 0.0010764 | Estuary | 0 | FIXED | 74.8547 | PI4300-981 | 0 | 0.32842 | SUBURBS | 0 | 0 | 0 | 1 | Cond | 20 | 32.8084 | 1 | N | 0 |  | CIRC | ROAD | 0.7874 | Full | 0 | Other |  | 0.059055 | 0 | 25 | 0.013 | 0.5 | FIXED | 75.4346 | PI4300-1157 | 0 | 0 | 0 | 0 | 0 | 0 | 0 | 0 | 0 | 0 | 0 | [11 empty] | 176.5227
PI4300-1380.1 |  |  | 0 | 0.059055 | 0 | 25 | 0.013 | 0 | 23.5086 | 30 | 223.2664 | UNKN | Conduit | 30 | 1 |  | 0 | 107.6391 | 107.6391 | 0.0010764 | Estuary | 0 | FIXED | 75.4346 | PI4300-1157 | 0 | 0.32842 | SUBURBS | 0 | 0 | 0 | 1 | Cond | 20 | 32.8084 | 1 | N | 0 |  | CIRC | ROAD | 0.7874 | Full | 0 | Other |  | 0.059055 | 0 | 25 | 0.013 | 0.17 | FIXED | 76.1679 | PI4300-1380 | 0 | 0 | 0 | 0 | 0 | 0 | 0 | 0 | 0 | 0 | 0 | [11 empty] | 223.267
PI4300-1401.1 |  |  | 0 | 0.059055 | 0 | 25 | 0.013 | 0 | 23.5086 | 30 | 20.7486 | UNKN | Conduit | 30 | 1 |  | 0 | 107.6391 | 107.6391 | 0.0010764 | Estuary | 0 | FIXED | 76.1679 | PI4300-1380 | 0 | 0.32842 | SUBURBS | 0 | 0 | 0 | 1 | Cond | 20 | 32.8084 | 1 | N | 0 |  | CIRC | ROAD | 0.7874 | Full | 0 | Other |  | 0.059055 | 0 | 25 | 0.013 | 0.75 | FIXED | 76.236 | PI4300-1401 | 0 | 0 | 0 | 0 | 0 | 0 | 0 | 0 | 0 | 0 | 0 | [11 empty] | 20.748
PI4300-1491.1 |  |  | 0 | 0.059055 | 0 | 25 | 0.013 | 0 | 23.5086 | 30 | 89.9939 | UNKN | Conduit | 30 | 1 |  | 0 | 107.6391 | 107.6391 | 0.0010764 | Estuary | 0 | FIXED | 76.236 | PI4300-1401 | 0 | 0.32842 | SUBURBS | 0 | 0 | 0 | 1 | Cond | 20 | 32.8084 | 1 | N | 0 |  | CIRC | ROAD | 0.7874 | Full | 0 | Other |  | 0.059055 | 0 | 25 | 0.013 | 0.17 | FIXED | 76.5316 | PI4300-1491 | 0 | 0 | 0 | 0 | 0 | 0 | 0 | 0 | 0 | 0 | 0 | [11 empty] | 89.9932
PI4300-1650.1 |  |  | 0 | 0.059055 | 0 | 25 | 0.013 | 0 | 23.5086 | 30 | 158.9894 | UNKN | Conduit | 30 | 1 |  | 0 | 107.6391 | 107.6391 | 0.0010764 | Estuary | 0 | FIXED | 76.5316 | PI4300-1491 | 0 | 0.32842 | SUBURBS | 0 | 0 | 0 | 1 | Cond | 20 | 32.8084 | 1 | N | 0 |  | CIRC | ROAD | 0.7874 | Full | 0 | Other |  | 0.059055 | 0 | 25 | 0.013 | 0.17 | FIXED | 77.0537 | PI4300-1650 | 0 | 0 | 0 | 0 | 0 | 0 | 0 | 0 | 0 | 0 | 0 | [11 empty] | 158.9892
PI4300-1833.1 |  |  | 0 | 0.059055 | 0 | 25 | 0.013 | 0 | 23.5086 | 30 | 182.9877 | UNKN | Conduit | 30 | 1 |  | 0 | 107.6391 | 107.6391 | 0.0010764 | Estuary | 0 | FIXED | 77.0537 | PI4300-1650 | 0 | 0.32842 | SUBURBS | 0 | 0 | 0 | 1 | Cond | 20 | 32.8084 | 1 | N | 0 |  | CIRC | ROAD | 0.7874 | Full | 0 | Other |  | 0.059055 | 0 | 25 | 0.013 | 0.17 | FIXED | 77.6547 | PI4300-1833 | 0 | 0 | 0 | 0 | 0 | 0 | 0 | 0 | 0 | 0 | 0 | [11 empty] | 182.9875
PI4300-981.1 |  |  | 0 | 0.059055 | 0 | 25 | 0.013 | 0 | 23.5086 | 30 | 559.6168 | UNKN | Conduit | 30 | 1 |  | 0 | 107.6391 | 107.6391 | 0.0010764 | Estuary | 0 | FIXED | 73.0168 | PI4300-421 | 0 | 0.32842 | SUBURBS | 0 | 0 | 0 | 1 | Cond | 20 | 32.8084 | 1 | N | 0 |  | CIRC | ROAD | 0.7874 | Full | 0 | Other |  | 0.059055 | 0 | 25 | 0.013 | 0.17 | FIXED | 74.8547 | PI4300-981 | 0 | 0 | 0 | 0 | 0 | 0 | 0 | 0 | 0 | 0 | 0 | [11 empty] | 559.6156
PI4300-421.1 |  |  | 0 | 0.059055 | 0 | 25 | 0.013 | 0 | 23.5086 | 30 | 280.9651 | UNKN | Conduit | 30 | 1 |  | 0 | 107.6391 | 107.6391 | 0.0010764 | Estuary | 0 | FIXED | 72.0941 | PI4300-140 | 0 | 0.32842 | SUBURBS | 0 | 0 | 0 | 1 | Cond | 20 | 32.8084 | 1 | N | 0 |  | CIRC | ROAD | 0.7874 | Full | 0 | Other |  | 0.059055 | 0 | 25 | 0.013 | 0.17 | FIXED | 73.0168 | PI4300-421 | 0 | 0 | 0 | 0 | 0 | 0 | 0 | 0 | 0 | 0 | 0 | [11 empty] | 280.8593
PI4300-2233.1 |  |  | 0 | 0.059055 | 0 | 25 | 0.013 | 0 | 23.5086 | 30 | 399.9729 | UNKN | Conduit | 30 | 1 |  | 0 | 107.6391 | 107.6391 | 0.0010764 | Estuary | 0 | FIXED | 77.6547 | PI4300-1833 | 0 | 0.32842 | SUBURBS | 0 | 0 | 0 | 1 | Cond | 20 | 32.8084 | 1 | N | 0 |  | CIRC | ROAD | 0.7874 | Full | 0 | Other |  | 0.059055 | 0 | 25 | 0.013 | 0.17 | FIXED | 78.9682 | PI4300-2233 | 0 | 0 | 0 | 0 | 0 | 0 | 0 | 0 | 0 | 0 | 0 | [11 empty] | 399.9715
PI4000-643.1 |  |  | 0 | 0.059055 | 0 | 25 | 0.013 | 0 | 20.5583 | 30 | 43.7971 | UNKN | Conduit | 30 | 1 |  | 0 | 107.6391 | 107.6391 | 0.0010764 | Estuary | 0 | FIXED | 64.78 | PI4000-599 | 0 | 0.25116 | SUBURBS | 0 | 0 | 0 | 1 | Cond | 20 | 32.8084 | 1 | N | 0 |  | CIRC | ROAD | 0.7874 | Full | 0 | Other |  | 0.059055 | 0 | 25 | 0.013 | 0.17 | FIXED | 64.89 | PI4000-643 | 0 | 0 | 0 | 0 | 0 | 0 | 0 | 0 | 0 | 0 | 0 | [11 empty] | 43.7906
PI4000-664.1 |  |  | 0 | 0.059055 | 0 | 25 | 0.013 | 0 | 39.021 | 30 | 20.9984 | UNKN | Conduit | 30 | 1 |  | 0 | 107.6391 | 107.6391 | 0.0010764 | Estuary | 0 | FIXED | 64.89 | PI4000-643 | 0 | 0.90483 | SUBURBS | 0 | 0 | 0 | 1 | Cond | 20 | 32.8084 | 1 | N | 0 |  | CIRC | ROAD | 0.7874 | Full | 0 | Other |  | 0.059055 | 0 | 25 | 0.013 | 0.96 | FIXED | 65.08 | PI4000-664 | 0 | 0 | 0 | 0 | 0 | 0 | 0 | 0 | 0 | 0 | 0 | [11 empty] | 20.9984
PI3800-3246.1 |  |  | 0 | 0.059055 | 0 | 25 | 0.013 | 0 | 14.5906 | 30 | 674.9744 | UNKN | Conduit | 30 | 1 |  | 0 | 107.6391 | 107.6391 | 0.0010764 | Estuary | 0 | FIXED | 64.0061 | PI3800-2571 | 0 | 0.12651 | SUBURBS | 0 | 0 | 0 | 1 | Cond | 20 | 32.8084 | 1 | N | 0 |  | CIRC | ROAD | 0.7874 | Full | 0 | Other |  | 0.059055 | 0 | 25 | 0.013 | 0.84 | FIXED | 64.86 | PI3800-3246 | 0 | 0 | 0 | 0 | 0 | 0 | 0 | 0 | 0 | 0 | 0 | [11 empty] | 674.9734
PI9600-2907.1 |  |  | 0 | 0.059055 | 0 | 25 | 0.013 | 0 | 31.8799 | 30 | 91.0664 | UNKN | Conduit | 30 | 1 |  | 0 | 107.6391 | 107.6391 | 0.0010764 | Estuary | 0 | FIXED | 83.87 | PI9600-2816 | 0 | 0.60396 | SUBURBS | 0 | 0 | 0 | 1 | Cond | 20 | 32.8084 | 1 | N | 0 |  | CIRC | ROAD | 0.7874 | Full | 0 | Other |  | 0.059055 | 0 | 25 | 0.013 | 0.17 | FIXED | 84.42 | PI9600-2907 | 0 | 0 | 0 | 0 | 0 | 0 | 0 | 0 | 0 | 0 | 0 | [11 empty] | 91.0466
PI9600-3082.1 |  |  | 0 | 0.059055 | 0 | 25 | 0.013 | 0 | 9.8144 | 30 | 174.7034 | UNKN | Conduit | 30 | 1 |  | 0 | 107.6391 | 107.6391 | 0.0010764 | Estuary | 0 | FIXED | 84.42 | PI9600-2907 | 0 | 0.05724 | SUBURBS | 0 | 0 | 0 | 1 | Cond | 20 | 32.8084 | 1 | N | 0 |  | CIRC | ROAD | 0.7874 | Full | 0 | Other |  | 0.059055 | 0 | 25 | 0.013 | 0.25 | FIXED | 84.52 | PI9600-3082 | 0 | 0 | 0 | 0 | 0 | 0 | 0 | 0 | 0 | 0 | 0 | [11 empty] | 174.6681
PI6600-3748.1 |  |  | 0 | 0.059055 | 0 | 25 | 0.013 | 0 | 23.984 | 30 | 35.1049 | UNKN | Conduit | 30 | 1 |  | 0 | 107.6391 | 107.6391 | 0.0010764 | Estuary | 0 | FIXED | 8.17 | PI6600-3713 | 0 | 0.34183 | SUBURBS | 0 | 0 | 0 | 1 | Cond | 20 | 32.8084 | 1 | N | 0 |  | CIRC | ROAD | 0.7874 | Full | 0 | Other |  | 0.059055 | 0 | 25 | 0.013 | 0.52 | FIXED | 8.29 | PI6600-3748 | 0 | 0 | 0 | 0 | 0 | 0 | 0 | 0 | 0 | 0 | 0 | [11 empty] | 35.105
PI6600-3881.1 |  |  | 0 | 0.059055 | 0 | 25 | 0.013 | 0 | 20.4749 | 30 | 132.4648 | UNKN | Conduit | 30 | 1 |  | 0 | 107.6391 | 107.6391 | 0.0010764 | Estuary | 0 | FIXED | 8.29 | PI6600-3748 | 0 | 0.24912 | SUBURBS | 0 | 0 | 0 | 1 | Cond | 20 | 32.8084 | 1 | N | 0 |  | CIRC | ROAD | 0.7874 | Full | 0 | Other |  | 0.059055 | 0 | 25 | 0.013 | 0.34 | FIXED | 8.62 | PI6600-3881 | 0 | 0 | 0 | 0 | 0 | 0 | 0 | 0 | 0 | 0 | 0 | [11 empty] | 132.4646
PI6600-3895.1 |  |  | 0 | 0.059055 | 0 | 25 | 0.013 | 0 | 26.2856 | 30 | 14.6132 | UNKN | Conduit | 30 | 1 |  | 0 | 107.6391 | 107.6391 | 0.0010764 | Estuary | 0 | FIXED | 8.62 | PI6600-3881 | 0 | 0.41059 | SUBURBS | 0 | 0 | 0 | 1 | Cond | 20 | 32.8084 | 1 | N | 0 |  | CIRC | ROAD | 0.7874 | Full | 0 | Other |  | 0.059055 | 0 | 25 | 0.013 | 0.25 | FIXED | 8.68 | PI6600-3895 | 0 | 0 | 0 | 0 | 0 | 0 | 0 | 0 | 0 | 0 | 0 | [11 empty] | 14.613
PI4000-93.1 |  |  | 0 | 0.059055 | 0 | 25 | 0.013 | 0 | 26.3435 | 30 | 48.4969 | UNKN | Conduit | 30 | 1 |  | 0 | 107.6391 | 107.6391 | 0.0010764 | Estuary | 0 | FIXED | 63.83 | PI4000-44 | 0 | 0.4124 | SUBURBS | 0 | 0 | 0 | 1 | Cond | 20 | 32.8084 | 1 | N | 0 |  | CIRC | ROAD | 0.7874 | Full | 0 | Other |  | 0.059055 | 0 | 25 | 0.013 | 0.75 | FIXED | 64.03 | PI4000-93 | 0 | 0 | 0 | 0 | 0 | 0 | 0 | 0 | 0 | 0 | 0 | [11 empty] | 48.496
PI4000-153.1 |  |  | 0 | 0.059055 | 0 | 25 | 0.013 | 0 | -5.2939 | 30 | 60.0443 | UNKN | Conduit | 30 | 1 |  | 0 | 107.6391 | 107.6391 | 0.0010764 | Estuary | 0 | FIXED | 64.03 | PI4000-93 | 0 | -0.016654 | SUBURBS | 0 | 0 | 0 | 1 | Cond | 20 | 32.8084 | 1 | N | 0 |  | CIRC | ROAD | 0.7874 | Full | 0 | Other |  | 0.059055 | 0 | 25 | 0.013 | 0.2 | FIXED | 64.02 | PI4000-153 | 0 | 0 | 0 | 0 | 0 | 0 | 0 | 0 | 0 | 0 | 0 | [11 empty] | 60.0436
PI4000-44.1 |  |  | 0 | 0.059055 | 0 | 25 | 0.013 | 0 | 35.3644 | 30 | 44.4029 | UNKN | Conduit | 30 | 1 |  | 0 | 107.6391 | 107.6391 | 0.0010764 | Estuary | 1 | FIXED | 63.5 | CC0300-9939 | 0 | 0.74319 | SUBURBS | 0 | 0 | 0 | 1 | Cond | 20 | 32.8084 | 1 | N | 0 |  | CIRC | ROAD | 0.7874 | Full | 0 | Other |  | 0.059055 | 0 | 25 | 0.013 | 0.37 | FIXED | 63.83 | PI4000-44 | 0 | 0 | 0 | 0 | 0 | 0 | 0 | 0 | 0 | 0 | 0 | [11 empty] | 44.4066
PI4000-222.1 |  |  | 0 | 0.059055 | 0 | 25 | 0.013 | 0 | 22.0056 | 30 | 69.5012 | UNKN | Conduit | 30 | 1 |  | 0 | 107.6391 | 107.6391 | 0.0010764 | Estuary | 0 | FIXED | 64.02 | PI4000-153 | 0 | 0.28776 | SUBURBS | 0 | 0 | 0 | 1 | Cond | 20 | 32.8084 | 1 | N | 0 |  | CIRC | ROAD | 0.7874 | Full | 0 | Other |  | 0.059055 | 0 | 25 | 0.013 | 0.25 | FIXED | 64.22 | PI4000-222 | 0 | 0 | 0 | 0 | 0 | 0 | 0 | 0 | 0 | 0 | 0 | [11 empty] | 69.5018
PI4300-140.1 |  |  | 0 | 0.059055 | 0 | 25 | 0.013 | 0 | 18.1033 | 30 | 139.9745 | UNKN | Conduit | 30 | 1 |  | 0 | 107.6391 | 107.6391 | 0.0010764 | Estuary | 1 | FIXED | 71.8215 | CC0300-11279 | 0 | 0.19475 | SUBURBS | 0 | 0 | 0 | 1 | Cond | 20 | 32.8084 | 1 | N | 0 |  | CIRC | ROAD | 0.7874 | Full | 0 | Other |  | 0.059055 | 0 | 25 | 0.013 | 0.61 | FIXED | 72.0941 | PI4300-140 | 0 | 0 | 0 | 0 | 0 | 0 | 0 | 0 | 0 | 0 | 0 | [11 empty] | 139.9737
PI4000-599.1 |  |  | 0 | 0.059055 | 0 | 25 | 0.013 | 0 | 15.8174 | 30 | 376.6565 | UNKN | Conduit | 30 | 1 |  | 0 | 107.6391 | 107.6391 | 0.0010764 | Estuary | 0 | FIXED | 64.22 | PI4000-222 | 0 | 0.14868 | SUBURBS | 0 | 0 | 0 | 1 | Cond | 20 | 32.8084 | 1 | N | 0 |  | CIRC | ROAD | 0.7874 | Full | 0 | Other |  | 0.059055 | 0 | 25 | 0.013 | 0.63 | FIXED | 64.78 | PI4000-599 | 0 | 0 | 0 | 0 | 0 | 0 | 0 | 0 | 0 | 0 | 0 | [11 empty] | 376.6552
PI6502-1869.1 |  |  | 0 | 0.059055 | 0 | 25 | 0.013 | 0 | 20.4776 | 30 | 601.9506 | UNKN | Conduit | 30 | 1 |  | 0 | 107.6391 | 107.6391 | 0.0010764 | Estuary | 0 | FIXED | 14.24 | PI6502-1267 | 0 | 0.24919 | SUBURBS | 0 | 0 | 0 | 1 | Cond | 20 | 32.8084 | 1 | N | 0 |  | CIRC | ROAD | 0.7874 | Full | 0 | Other |  | 0.059055 | 0 | 25 | 0.013 | 0.5 | FIXED | 15.74 | PI6502-1869 | 0 | 0 | 0 | 0 | 0 | 0 | 0 | 0 | 0 | 0 | 0 | [11 empty] | 601.9491
PI8000-290.1 |  |  | 0 | 0.059055 | 0 | 25 | 0.013 | 0 | 24.127 | 30 | 289.9776 | UNKN | Conduit | 30 | 1 |  | 0 | 107.6391 | 107.6391 | 0.0010764 | Estuary | 0 | FIXED | 36.0804 | PI8000-15 | 0 | 0.34592 | SUBURBS | 0 | 0 | 0 | 1 | Cond | 20 | 32.8084 | 1 | N | 0 |  | CIRC | ROAD | 0.7874 | Full | 0 | Other |  | 0.059055 | 0 | 25 | 0.013 | 0.17 | FIXED | 37.0835 | PI8000-290 | 0 | 0 | 0 | 0 | 0 | 0 | 0 | 0 | 0 | 0 | 0 | [11 empty] | 275.3575
PI8000-766.1 |  |  | 0 | 0.059055 | 0 | 25 | 0.013 | 0 | 24.127 | 30 | 476.0364 | UNKN | Conduit | 30 | 1 |  | 0 | 107.6391 | 107.6391 | 0.0010764 | Estuary | 0 | FIXED | 37.0835 | PI8000-290 | 0 | 0.34592 | SUBURBS | 0 | 0 | 0 | 1 | Cond | 20 | 32.8084 | 1 | N | 0 |  | CIRC | ROAD | 0.7874 | Full | 0 | Other |  | 0.059055 | 0 | 25 | 0.013 | 0.83 | FIXED | 38.7303 | PI8000-766 | 0 | 0 | 0 | 0 | 0 | 0 | 0 | 0 | 0 | 0 | 0 | [11 empty] | 476.0355
PI6502-353.1 |  |  | 0 | 0.059055 | 0 | 25 | 0.013 | 0 | 16.427 | 30 | 342.9832 | UNKN | Conduit | 30 | 1 |  | 0 | 107.6391 | 107.6391 | 0.0010764 | Estuary | 0 | FIXED | 12.87 | PI6502-10 | 0 | 0.16036 | SUBURBS | 0 | 0 | 0 | 1 | Cond | 20 | 32.8084 | 1 | N | 0 |  | CIRC | ROAD | 0.7874 | Full | 0 | Other |  | 0.059055 | 0 | 25 | 0.013 | 0.17 | FIXED | 13.42 | PI6502-353 | 0 | 0 | 0 | 0 | 0 | 0 | 0 | 0 | 0 | 0 | 0 | [11 empty] | 342.9818
PI0504-300.1 |  |  | 0 | 0.059055 | 0 | 25 | 0.013 | 0 | -45.4224 | 60 | 1118 | UNKN | Conduit | 60 | 1 |  | 0 | 107.6391 | 107.6391 | 0.0010764 | Estuary | 0 | FIXED | 29.46 | PI0500-8510 | 0 | -0.030411 | SUBURBS | 0 | 0 | 0 | 1 | Cond | 20 | 32.8084 | 1 | N | 0 |  | CIRC | ROAD | 0.7874 | Full | 0 | Other |  | 0.059055 | 0 | 25 | 0.013 | 0.25 | FIXED | 29.12 | PI0504-300 | 0 | 0 | 0 | 0 | 0 | 0 | 0 | 0 | 0 | 0 | 0 | [11 empty] | 300.118
PI0504-600.1 |  |  | 0 | 0.059055 | 0 | 25 | 0.013 | 0 | 35.2983 | 36 | 299.9775 | UNKN | Conduit | 36 | 1 |  | 0 | 107.6391 | 107.6391 | 0.0010764 | Estuary | 0 | FIXED | 30.3 | PI0504-300 | 0 | 0.28002 | SUBURBS | 0 | 0 | 0 | 1 | Cond | 20 | 32.8084 | 1 | N | 0 |  | CIRC | ROAD | 0.7874 | Full | 0 | Other |  | 0.059055 | 0 | 25 | 0.013 | 0.17 | FIXED | 31.14 | PI0504-600 | 0 | 0 | 0 | 0 | 0 | 0 | 0 | 0 | 0 | 0 | 0 | [11 empty] | 299.9763
PI0504-935.1 |  |  | 0 | 0.059055 | 0 | 25 | 0.013 | 0 | 35.3359 | 36 | 334.975 | UNKN | Conduit | 36 | 1 |  | 0 | 107.6391 | 107.6391 | 0.0010764 | Estuary | 0 | FIXED | 31.14 | PI0504-600 | 0 | 0.28062 | SUBURBS | 0 | 0 | 0 | 1 | Cond | 20 | 32.8084 | 1 | N | 0 |  | CIRC | ROAD | 0.7874 | Full | 0 | Other |  | 0.059055 | 0 | 25 | 0.013 | 0.71 | FIXED | 32.08 | PI0504-935 | 0 | 0 | 0 | 0 | 0 | 0 | 0 | 0 | 0 | 0 | 0 | [11 empty] | 334.9746
PI1500-2470.1 |  |  | 0 | 0.059055 | 0 | 25 | 0.013 | 0 | 20.457 | 30 | 261.3729 | UNKN | Conduit | 30 | 1 |  | 0 | 107.6391 | 107.6391 | 0.0010764 | Estuary | 0 | FIXED | 34.1 | PI1500-2209 | 0 | 0.24869 | SUBURBS | 0 | 0 | 0 | 1 | Cond | 20 | 32.8084 | 1 | N | 0 |  | CIRC | ROAD | 0.7874 | Full | 0 | Other |  | 0.059055 | 0 | 25 | 0.013 | 0.38 | FIXED | 34.75 | PI1500-2470 | 0 | 0 | 0 | 0 | 0 | 0 | 0 | 0 | 0 | 0 | 0 | [11 empty] | 261.373
PI1500-2209.1 |  |  | 0 | 0.059055 | 0 | 25 | 0.013 | 0 | 0 | 29 | 235.5903 | UNKN | Conduit | 45 | 1 |  | 0 | 107.6391 | 107.6391 | 0.0010764 | Estuary | 0 | FIXED | 33.68 | PI1500-1973 | 0 | 0.17828 | SUBURBS | 0 | 0 | 0 | 1 | Cond | 20 | 32.8084 | 1 | N | 0 |  | Ellipse | ROAD | 0.7874 | Full | 0 | Other |  | 0.059055 | 0 | 25 | 0.013 | 0.26 | FIXED | 34.1 | PI1500-2209 | 0 | 0 | 0 | 0 | 0 | 0 | 0 | 0 | 0 | 0 | 0 | [11 empty] | 235.5895
PI1500-1691.1 |  |  | 0 | 0.059055 | 0 | 25 | 0.013 | 0 | 44.7498 | 30 | 215.9633 | UNKN | Conduit | 30 | 1 |  | 0 | 107.6391 | 107.6391 | 0.0010764 | Estuary | 0 | FIXED | 30.48 | PI1500-1475 | 0 | 1.19 | SUBURBS | 0 | 0 | 0 | 1 | Cond | 20 | 32.8084 | 1 | N | 0 |  | CIRC | ROAD | 0.7874 | Full | 0 | Other |  | 0.059055 | 0 | 25 | 0.013 | 0.34 | FIXED | 33.05 | PI1500-1691 | 0 | 0 | 0 | 0 | 0 | 0 | 0 | 0 | 0 | 0 | 0 | [11 empty] | 215.963
PI1500-1118.1 |  |  | 0 | 0.059055 | 0 | 25 | 0.013 | 0 | 29.5276 | 30 | 260.5593 | UNKN | Conduit | 30 | 1 |  | 0 | 107.6391 | 107.6391 | 0.0010764 | Estuary | 0 | FIXED | 27.36 | PI1500-857 | 0 | 0.51812 | SUBURBS | 0 | 0 | 0 | 1 | Cond | 20 | 32.8084 | 1 | N | 0 |  | CIRC | ROAD | 0.7874 | Full | 0 | Other |  | 0.059055 | 0 | 25 | 0.013 | 0.23 | FIXED | 28.71 | PI1500-1118 | 0 | 0 | 0 | 0 | 0 | 0 | 0 | 0 | 0 | 0 | 0 | [11 empty] | 260.5594
PI1500-857.1 |  |  | 0 | 0.059055 | 0 | 25 | 0.013 | 0 | 25.1141 | 30 | 452.9506 | UNKN | Conduit | 30 | 1 |  | 0 | 107.6391 | 107.6391 | 0.0010764 | Estuary | 0 | FIXED | 25.6623 | PI1500-404 | 0 | 0.37481 | SUBURBS | 0 | 0 | 0 | 1 | Cond | 20 | 32.8084 | 1 | N | 0 |  | CIRC | ROAD | 0.7874 | Full | 0 | Other |  | 0.059055 | 0 | 25 | 0.013 | 0.2 | FIXED | 27.36 | PI1500-857 | 0 | 0 | 0 | 0 | 0 | 0 | 0 | 0 | 0 | 0 | 0 | [11 empty] | 452.9365
PI1500-1973.1 |  |  | 0 | 0.059055 | 0 | 25 | 0.013 | 0 | 0 | 29 | 281.7057 | UNKN | Conduit | 45 | 1 |  | 0 | 107.6391 | 107.6391 | 0.0010764 | Estuary | 0 | FIXED | 33.05 | PI1500-1691 | 0 | 0.22364 | SUBURBS | 0 | 0 | 0 | 1 | Cond | 20 | 32.8084 | 1 | N | 0 |  | Ellipse | ROAD | 0.7874 | Full | 0 | Other |  | 0.059055 | 0 | 25 | 0.013 | 0.36 | FIXED | 33.68 | PI1500-1973 | 0 | 0 | 0 | 0 | 0 | 0 | 0 | 0 | 0 | 0 | 0 | [11 empty] | 281.7054
PI1500-2762.1 |  |  | 0 | 0.059055 | 0 | 25 | 0.013 | 0 | 20.4959 | 30 | 292.4261 | UNKN | Conduit | 30 | 1 |  | 0 | 107.6391 | 107.6391 | 0.0010764 | Estuary | 0 | FIXED | 34.75 | PI1500-2470 | 0 | 0.24964 | SUBURBS | 0 | 0 | 0 | 1 | Cond | 20 | 32.8084 | 1 | N | 0 |  | CIRC | ROAD | 0.7874 | Full | 0 | Other |  | 0.059055 | 0 | 25 | 0.013 | 0.23 | FIXED | 35.48 | PI1500-2762 | 0 | 0 | 0 | 0 | 0 | 0 | 0 | 0 | 0 | 0 | 0 | [11 empty] | 292.4247
PI2600-1436.1 |  |  | 0 | 0.059055 | 0 | 25 | 0.013 | 0 | 20.5941 | 30 | 218.2267 | UNKN | Conduit | 30 | 1 |  | 0 | 107.6391 | 107.6391 | 0.0010764 | Estuary | 0 | FIXED | 38.86 | PI2600-1218 | 0 | 0.25203 | SUBURBS | 0 | 0 | 0 | 1 | Cond | 20 | 32.8084 | 1 | N | 0 |  | CIRC | ROAD | 0.7874 | Full | 0 | Other |  | 0.059055 | 0 | 25 | 0.013 | 0.2 | FIXED | 39.41 | PI2600-1436 | 0 | 0 | 0 | 0 | 0 | 0 | 0 | 0 | 0 | 0 | 0 | [11 empty] | 218.2261
PI7500-246.1 |  |  | 0 | 0.059055 | 0 | 25 | 0.013 | 0 | 20.5116 | 30 | 119.9911 | UNKN | Conduit | 30 | 1 |  | 0 | 107.6391 | 107.6391 | 0.0010764 | Estuary | 0 | FIXED | 17.66 | PI7500-126 | 0 | 0.25002 | SUBURBS | 0 | 0 | 0 | 1 | Cond | 20 | 32.8084 | 1 | N | 0 |  | CIRC | ROAD | 0.7874 | Full | 0 | Other |  | 0.059055 | 0 | 25 | 0.013 | 0.5 | FIXED | 17.96 | PI7500-246 | 0 | 0 | 0 | 0 | 0 | 0 | 0 | 0 | 0 | 0 | 0 | [11 empty] | 119.9907
PI7500-126.1 |  |  | 0 | 0.059055 | 0 | 25 | 0.013 | 0 | 20.6465 | 30 | 126.3237 | UNKN | Conduit | 30 | 1 |  | 0 | 107.6391 | 107.6391 | 0.0010764 | Estuary | 0 | FIXED | 17.34 | CC0901-1113 | 0 | 0.25332 | SUBURBS | 0 | 0 | 0 | 1 | Cond | 20 | 32.8084 | 1 | N | 0 |  | CIRC | ROAD | 0.7874 | Full | 0 | Other |  | 0.059055 | 0 | 25 | 0.013 | 0.37 | FIXED | 17.66 | PI7500-126 | 0 | 0 | 0 | 0 | 0 | 0 | 0 | 0 | 0 | 0 | 0 | [11 empty] | 126.3223
PI4300-2633.1 |  |  | 0 | 0.059055 | 0 | 25 | 0.013 | 0 | 23.5086 | 30 | 400.2371 | UNKN | Conduit | 30 | 1 |  | 0 | 107.6391 | 107.6391 | 0.0010764 | Estuary | 0 | FIXED | 78.9682 | PI4300-2233 | 0 | 0.32842 | SUBURBS | 0 | 0 | 0 | 1 | Cond | 20 | 32.8084 | 1 | N | 0 |  | CIRC | ROAD | 0.7874 | Full | 0 | Other |  | 0.059055 | 0 | 25 | 0.013 | 0.25 | FIXED | 80.2827 | PI4300-2633 | 0 | 0 | 0 | 0 | 0 | 0 | 0 | 0 | 0 | 0 | 0 | [11 empty] | 400.2365
PI6604-661.1 |  |  | 0 | 0.059055 | 0 | 25 | 0.013 | 0 | -22.7794 | 30 | 385.916 | UNKN | Conduit | 30 | 1 |  | 0 | 107.6391 | 107.6391 | 0.0010764 | Estuary | 0 | FIXED | 9.33 | PI6604-275 | 0 | -0.30836 | SUBURBS | 0 | 0 | 0 | 1 | Cond | 20 | 32.8084 | 1 | N | 0 |  | CIRC | ROAD | 0.7874 | Full | 0 | Other |  | 0.059055 | 0 | 25 | 0.013 | 0.5 | FIXED | 8.14 | PI6604-661 | 0 | 0 | 0 | 0 | 0 | 0 | 0 | 0 | 0 | 0 | 0 | [11 empty] | 385.9159
PI6501-295.1 |  |  | 0 | 0.059055 | 0 | 25 | 0.013 | 0 | 20.582 | 30 | 250.2628 | UNKN | Conduit | 30 | 1 |  | 0 | 107.6391 | 107.6391 | 0.0010764 | Estuary | 0 | FIXED | 11.09 | PI6501-45 | 0 | 0.25174 | SUBURBS | 0 | 0 | 0 | 1 | Cond | 20 | 32.8084 | 1 | N | 0 |  | CIRC | ROAD | 0.7874 | Full | 0 | Other |  | 0.059055 | 0 | 25 | 0.013 | 0.45 | FIXED | 11.72 | PI6501-295 | 0 | 0 | 0 | 0 | 0 | 0 | 0 | 0 | 0 | 0 | 0 | [11 empty] | 250.2623
PI6502-1267.1 |  |  | 0 | 0.059055 | 0 | 25 | 0.013 | 0 | -14.9576 | 30 | 383.5966 | UNKN | Conduit | 30 | 1 |  | 0 | 107.6391 | 107.6391 | 0.0010764 | Estuary | 0 | FIXED | 14.75 | PI6502-884 | 0 | -0.13295 | SUBURBS | 0 | 0 | 0 | 1 | Cond | 20 | 32.8084 | 1 | N | 0 |  | CIRC | ROAD | 0.7874 | Full | 0 | Other |  | 0.059055 | 0 | 25 | 0.013 | 0.75 | FIXED | 14.24 | PI6502-1267 | 0 | 0 | 0 | 0 | 0 | 0 | 0 | 0 | 0 | 0 | 0 | [11 empty] | 383.5954
PI6502-884.1 |  |  | 0 | 0.059055 | 0 | 25 | 0.013 | 0 | 20.5429 | 30 | 530.3419 | UNKN | Conduit | 30 | 1 |  | 0 | 107.6391 | 107.6391 | 0.0010764 | Estuary | 0 | FIXED | 13.42 | PI6502-353 | 0 | 0.25078 | SUBURBS | 0 | 0 | 0 | 1 | Cond | 20 | 32.8084 | 1 | N | 0 |  | CIRC | ROAD | 0.7874 | Full | 0 | Other |  | 0.059055 | 0 | 25 | 0.013 | 0.5 | FIXED | 14.75 | PI6502-884 | 0 | 0 | 0 | 0 | 0 | 0 | 0 | 0 | 0 | 0 | 0 | [11 empty] | 530.3412
PI6502-10.1 |  |  | 0 | 0.059055 | 0 | 25 | 0.013 | 0 | 379.8145 | 30 | 10.1836 | UNKN | Conduit | 30 | 1 |  | 0 | 107.6391 | 107.6391 | 0.0010764 | Estuary | 0 | FIXED | 4.14 | PI6500-2003 | 0 | 85.7263 | SUBURBS | 0 | 0 | 0 | 1 | Cond | 20 | 32.8084 | 1 | N | 0 |  | CIRC | ROAD | 0.7874 | Full | 0 | Other |  | 0.059055 | 0 | 25 | 0.013 | 0.76 | FIXED | 12.87 | PI6502-10 | 0 | 0 | 0 | 0 | 0 | 0 | 0 | 0 | 0 | 0 | 0 | [11 empty] | 10.1838
PI6900-2880.1 |  |  | 0 | 0.059055 | 0 | 25 | 0.013 | 0 | 24.7912 | 30 | 260.1111 | UNKN | Conduit | 30 | 1 |  | 0 | 107.6391 | 107.6391 | 0.0010764 | Estuary | 0 | FIXED | 12.98 | PI6900-2620 | 0 | 0.36523 | SUBURBS | 0 | 0 | 0 | 1 | Cond | 20 | 32.8084 | 1 | N | 0 |  | CIRC | ROAD | 0.7874 | Full | 0 | Other |  | 0.059055 | 0 | 25 | 0.013 | 0.17 | FIXED | 13.93 | PI6900-2880 | 0 | 0 | 0 | 0 | 0 | 0 | 0 | 0 | 0 | 0 | 0 | [11 empty] | 260.1102
PI6900-3190.1 |  |  | 0 | 0.059055 | 0 | 25 | 0.013 | 0 | 16.8107 | 30 | 309.6435 | UNKN | Conduit | 30 | 1 |  | 0 | 107.6391 | 107.6391 | 0.0010764 | Estuary | 0 | FIXED | 13.93 | PI6900-2880 | 0 | 0.16794 | SUBURBS | 0 | 0 | 0 | 1 | Cond | 20 | 32.8084 | 1 | N | 0 |  | CIRC | ROAD | 0.7874 | Full | 0 | Other |  | 0.059055 | 0 | 25 | 0.013 | 0.25 | FIXED | 14.45 | PI6900-3190 | 0 | 0 | 0 | 0 | 0 | 0 | 0 | 0 | 0 | 0 | 0 | [11 empty] | 309.6425
PI3300-642.1 |  |  | 0 | 0.059055 | 0 | 25 | 0.013 | 0 | 28.2223 | 30 | 600.0174 | UNKN | Conduit | 30 | 1 |  | 0 | 107.6391 | 107.6391 | 0.0010764 | Estuary | 0 | FIXED | 49.79 | PI3300-42 | 0 | 0.47332 | SUBURBS | 0 | 0 | 0 | 1 | Cond | 20 | 32.8084 | 1 | N | 0 |  | CIRC | ROAD | 0.7874 | Full | 0 | Other |  | 0.059055 | 0 | 25 | 0.013 | 0.25 | FIXED | 52.63 | PI3300-642 | 0 | 0 | 0 | 0 | 0 | 0 | 0 | 0 | 0 | 0 | 0 | [11 empty] | 599.9929
PI3300-42.1 |  |  | 0 | 0.059055 | 0 | 25 | 0.013 | 0 | -60.7821 | 30 | 42.3605 | UNKN | Conduit | 30 | 1 |  | 0 | 107.6391 | 107.6391 | 0.0010764 | Estuary | 1 | FIXED | 50.72 | CC0300-6083 | 0 | -2.1954 | SUBURBS | 0 | 0 | 0 | 1 | Cond | 20 | 32.8084 | 1 | N | 0 |  | CIRC | ROAD | 0.7874 | Full | 0 | Other |  | 0.059055 | 0 | 25 | 0.013 | 0.56 | FIXED | 49.79 | PI3300-42 | 0 | 0 | 0 | 0 | 0 | 0 | 0 | 0 | 0 | 0 | 0 | [11 empty] | 42.3647
PI9601-1195.1 |  |  | 0 | 0.059055 | 0 | 25 | 0.013 | 0 | 30.4104 | 30 | 285.6836 | UNKN | Conduit | 30 | 1 |  | 0 | 107.6391 | 107.6391 | 0.0010764 | Estuary | 0 | FIXED | 86.43 | PI9601-909 | 0 | 0.54956 | SUBURBS | 0 | 0 | 0 | 1 | Cond | 20 | 32.8084 | 1 | N | 0 |  | CIRC | ROAD | 0.7874 | Full | 0 | Other |  | 0.059055 | 0 | 25 | 0.013 | 0.5 | FIXED | 88 | PI9601-1195 | 0 | 0 | 0 | 0 | 0 | 0 | 0 | 0 | 0 | 0 | 0 | [11 empty] | 285.6625
PI9601-909.1 |  |  | 0 | 0.059055 | 0 | 25 | 0.013 | 0 | 20.5322 | 30 | 558.8406 | UNKN | Conduit | 30 | 1 |  | 0 | 107.6391 | 107.6391 | 0.0010764 | Estuary | 0 | FIXED | 85.03 | PI9601-350 | 0 | 0.25052 | SUBURBS | 0 | 0 | 0 | 1 | Cond | 20 | 32.8084 | 1 | N | 0 |  | CIRC | ROAD | 0.7874 | Full | 0 | Other |  | 0.059055 | 0 | 25 | 0.013 | 0.17 | FIXED | 86.43 | PI9601-909 | 0 | 0 | 0 | 0 | 0 | 0 | 0 | 0 | 0 | 0 | 0 | [11 empty] | 558.6996
PI0600-1597.1 |  |  | 0 | 0.059055 | 0 | 25 | 0.013 | 0 | 9.8916 | 30 | 412.771 | UNKN | Conduit | 30 | 1 |  | 0 | 107.6391 | 107.6391 | 0.0010764 | Estuary | 0 | FIXED | 43.03 | PI0600-1185 | 0 | 0.058144 | SUBURBS | 0 | 0 | 0 | 1 | Cond | 20 | 32.8084 | 1 | N | 0 |  | CIRC | ROAD | 0.7874 | Full | 0 | Other |  | 0.059055 | 0 | 25 | 0.013 | 0.25 | FIXED | 43.27 | PI0600-1597 | 0 | 0 | 0 | 0 | 0 | 0 | 0 | 0 | 0 | 0 | 0 | [11 empty] | 412.7647
PI1200-902.1 |  |  | 0 | 0.059055 | 0 | 25 | 0.013 | 0 | 33.4987 | 30 | 440.682 | UNKN | Conduit | 30 | 1 |  | 0 | 107.6391 | 107.6391 | 0.0010764 | Estuary | 0 | FIXED | 14.8013 | PI1200-462 | 0 | 0.66685 | SUBURBS | 0 | 0 | 0 | 1 | Cond | 20 | 32.8084 | 1 | N | 0 |  | CIRC | ROAD | 0.7874 | Full | 0 | Other |  | 0.059055 | 0 | 25 | 0.013 | 0.25 | FIXED | 17.74 | PI1200-902 | 0 | 0 | 0 | 0 | 0 | 0 | 0 | 0 | 0 | 0 | 0 | [11 empty] | 440.681
PI1500-1475.1 |  |  | 0 | 0.059055 | 0 | 25 | 0.013 | 0 | 28.8655 | 30 | 357.4725 | UNKN | Conduit | 30 | 1 |  | 0 | 107.6391 | 107.6391 | 0.0010764 | Estuary | 0 | FIXED | 28.71 | PI1500-1118 | 0 | 0.49514 | SUBURBS | 0 | 0 | 0 | 1 | Cond | 20 | 32.8084 | 1 | N | 0 |  | CIRC | ROAD | 0.7874 | Full | 0 | Other |  | 0.059055 | 0 | 25 | 0.013 | 0.17 | FIXED | 30.48 | PI1500-1475 | 0 | 0 | 0 | 0 | 0 | 0 | 0 | 0 | 0 | 0 | 0 | [11 empty] | 357.4713
PI1000-1456.1 |  |  | 0 | 0.059055 | 0 | 25 | 0.013 | 0 | 18.9033 | 30 | 155.9314 | UNKN | Conduit | 30 | 1 |  | 0 | 107.6391 | 107.6391 | 0.0010764 | Estuary | 0 | FIXED | 16.5189 | PI1000-1300 | 0 | 0.21235 | SUBURBS | 0 | 0 | 0 | 1 | Cond | 20 | 32.8084 | 1 | N | 0 |  | CIRC | ROAD | 0.7874 | Full | 0 | Other |  | 0.059055 | 0 | 25 | 0.013 | 0.26 | FIXED | 16.85 | PI1000-1456 | 0 | 0 | 0 | 0 | 0 | 0 | 0 | 0 | 0 | 0 | 0 | [11 empty] | 155.9302
PI1500-2900.1 |  |  | 0 | 0.059055 | 0 | 25 | 0.013 | 0 | 31.7676 | 30 | 137.1488 | UNKN | Conduit | 30 | 1 |  | 0 | 107.6391 | 107.6391 | 0.0010764 | Estuary | 0 | FIXED | 35.48 | PI1500-2762 | 0 | 0.59971 | SUBURBS | 0 | 0 | 0 | 1 | Cond | 20 | 32.8084 | 1 | N | 0 |  | CIRC | ROAD | 0.7874 | Full | 0 | Other |  | 0.059055 | 0 | 25 | 0.013 | 0.25 | FIXED | 36.3025 | PI1500-2900 | 0 | 0 | 0 | 0 | 0 | 0 | 0 | 0 | 0 | 0 | 0 | [11 empty] | 137.1487
PI2600-2157.1 |  |  | 0 | 0.059055 | 0 | 25 | 0.013 | 0 | 20.4762 | 30 | 600.9313 | UNKN | Conduit | 30 | 1 |  | 0 | 107.6391 | 107.6391 | 0.0010764 | Estuary | 0 | FIXED | 39.71 | PI2600-1556 | 0 | 0.24916 | SUBURBS | 0 | 0 | 0 | 1 | Cond | 20 | 32.8084 | 1 | N | 0 |  | CIRC | ROAD | 0.7874 | Full | 0 | Other |  | 0.059055 | 0 | 25 | 0.013 | 0.75 | FIXED | 41.2073 | PI2600-2157 | 0 | 0 | 0 | 0 | 0 | 0 | 0 | 0 | 0 | 0 | 0 | [11 empty] | 600.9301
PI2600-2691.1 |  |  | 0 | 0.059055 | 0 | 25 | 0.013 | 0 | 22.3486 | 30 | 345.3701 | UNKN | Conduit | 30 | 1 |  | 0 | 107.6391 | 107.6391 | 0.0010764 | Estuary | 0 | FIXED | 41.708 | PI2600-2345 | 0 | 0.29681 | SUBURBS | 0 | 0 | 0 | 1 | Cond | 20 | 32.8084 | 1 | N | 0 |  | CIRC | ROAD | 0.7874 | Full | 0 | Other |  | 0.059055 | 0 | 25 | 0.013 | 0.25 | FIXED | 42.7331 | PI2600-2691 | 0 | 0 | 0 | 0 | 0 | 0 | 0 | 0 | 0 | 0 | 0 | [11 empty] | 345.3356
PI2600-2277.1 |  |  | 0 | 0.059055 | 0 | 25 | 0.013 | 0 | 20.4762 | 30 | 119.8408 | UNKN | Conduit | 30 | 1 |  | 0 | 107.6391 | 107.6391 | 0.0010764 | Estuary | 0 | FIXED | 41.2073 | PI2600-2157 | 0 | 0.24916 | SUBURBS | 0 | 0 | 0 | 1 | Cond | 20 | 32.8084 | 1 | N | 0 |  | CIRC | ROAD | 0.7874 | Full | 0 | Other |  | 0.059055 | 0 | 25 | 0.013 | 0.17 | FIXED | 41.5058 | PI2600-2277 | 0 | 0 | 0 | 0 | 0 | 0 | 0 | 0 | 0 | 0 | 0 | [11 empty] | 119.8401
PI2600-2345.1 |  |  | 0 | 0.059055 | 0 | 25 | 0.013 | 0 | 22.3486 | 30 | 68.1059 | UNKN | Conduit | 30 | 1 |  | 0 | 107.6391 | 107.6391 | 0.0010764 | Estuary | 0 | FIXED | 41.5058 | PI2600-2277 | 0 | 0.29681 | SUBURBS | 0 | 0 | 0 | 1 | Cond | 20 | 32.8084 | 1 | N | 0 |  | CIRC | ROAD | 0.7874 | Full | 0 | Other |  | 0.059055 | 0 | 25 | 0.013 | 0.18 | FIXED | 41.708 | PI2600-2345 | 0 | 0 | 0 | 0 | 0 | 0 | 0 | 0 | 0 | 0 | 0 | [11 empty] | 68.1063
PI2600-1556.1 |  |  | 0 | 0.059055 | 0 | 25 | 0.013 | 0 | 20.4762 | 30 | 120.4066 | UNKN | Conduit | 30 | 1 |  | 0 | 107.6391 | 107.6391 | 0.0010764 | Estuary | 0 | FIXED | 39.41 | PI2600-1436 | 0 | 0.24916 | SUBURBS | 0 | 0 | 0 | 1 | Cond | 20 | 32.8084 | 1 | N | 0 |  | CIRC | ROAD | 0.7874 | Full | 0 | Other |  | 0.059055 | 0 | 25 | 0.013 | 0.2 | FIXED | 39.71 | PI2600-1556 | 0 | 0 | 0 | 0 | 0 | 0 | 0 | 0 | 0 | 0 | 0 | [11 empty] | 120.4067
PI0703-531.1 |  |  | 0 | 0.059055 | 0 | 25 | 0.013 | 0 | 20.531 | 30 | 530.9604 | UNKN | Conduit | 30 | 1 |  | 0 | 107.6391 | 107.6391 | 0.0010764 | Estuary | 0 | FIXED | 42.3 | PI0700-873 | 0 | 0.25049 | SUBURBS | 0 | 0 | 0 | 1 | Cond | 20 | 32.8084 | 1 | N | 0 |  | CIRC | ROAD | 0.7874 | Full | 0 | Other |  | 0.059055 | 0 | 25 | 0.013 | 0.5 | FIXED | 43.63 | PI0703-531 | 0 | 0 | 0 | 0 | 0 | 0 | 0 | 0 | 0 | 0 | 0 | [11 empty] | 530.9593
PI0600-227.1 |  |  | 0 | 0.059055 | 0 | 25 | 0.013 | 0 | 0 | 30 | 49.9962 | UNKN | Conduit | 30 | 1 |  | 0 | 107.6391 | 107.6391 | 0.0010764 | Estuary | 1 | FIXED | 42 | CC0400-0 | 0 | 0 | SUBURBS | 0 | 0 | 0 | 1 | Cond | 20 | 32.8084 | 1 | N | 0 |  | CIRC | ROAD | 0.7874 | Full | 0 | Other |  | 0.059055 | 0 | 25 | 0.013 | 0.75 | FIXED | 42 | PI0600-227 | 0 | 0 | 0 | 0 | 0 | 0 | 0 | 0 | 0 | 0 | 0 | [11 empty] | 227.4321
PI0600-786.1 |  |  | 0 | 0.059055 | 0 | 25 | 0.013 | 0 | 29.4725 | 30 | 46.495 | UNKN | Conduit | 30 | 1 |  | 0 | 107.6391 | 107.6391 | 0.0010764 | Estuary | 0 | FIXED | 42.31 | PI0600-739 | 0 | 0.51618 | SUBURBS | 0 | 0 | 0 | 1 | Cond | 20 | 32.8084 | 1 | N | 0 |  | CIRC | ROAD | 0.7874 | Full | 0 | Other |  | 0.059055 | 0 | 25 | 0.013 | 0.17 | FIXED | 42.55 | PI0600-786 | 0 | 0 | 0 | 0 | 0 | 0 | 0 | 0 | 0 | 0 | 0 | [11 empty] | 46.495
PI0601-238.1 |  |  | 0 | 0.059055 | 0 | 25 | 0.013 | 0 | -10.2988 | 30 | 237.9822 | UNKN | Conduit | 30 | 1 |  | 0 | 107.6391 | 107.6391 | 0.0010764 | Estuary | 0 | FIXED | 42 | PI0600-227 | 0 | -0.06303 | SUBURBS | 0 | 0 | 0 | 1 | Cond | 20 | 32.8084 | 1 | N | 0 |  | CIRC | ROAD | 0.7874 | Full | 0 | Other |  | 0.059055 | 0 | 25 | 0.013 | 0.25 | FIXED | 41.85 | PI0601-238 | 0 | 0 | 0 | 0 | 0 | 0 | 0 | 0 | 0 | 0 | 0 | [11 empty] | 237.982
PI0600-739.1 |  |  | 0 | 0.059055 | 0 | 25 | 0.013 | 0 | 10.0943 | 30 | 511.9616 | UNKN | Conduit | 30 | 1 |  | 0 | 107.6391 | 107.6391 | 0.0010764 | Estuary | 0 | FIXED | 42 | PI0600-227 | 0 | 0.060551 | SUBURBS | 0 | 0 | 0 | 1 | Cond | 20 | 32.8084 | 1 | N | 0 |  | CIRC | ROAD | 0.7874 | Full | 0 | Other |  | 0.059055 | 0 | 25 | 0.013 | 0.75 | FIXED | 42.31 | PI0600-739 | 0 | 0 | 0 | 0 | 0 | 0 | 0 | 0 | 0 | 0 | 0 | [11 empty] | 511.9598
PI2600-1218.1 |  |  | 0 | 0.059055 | 0 | 25 | 0.013 | 0 | 106.6609 | 30 | 24.998 | UNKN | Conduit | 30 | 1 |  | 0 | 107.6391 | 107.6391 | 0.0010764 | Estuary | 0 | FIXED | 37.17 | PI2600-1193 | 0 | 6.7605 | SUBURBS | 0 | 0 | 0 | 1 | Cond | 20 | 32.8084 | 1 | N | 0 |  | CIRC | ROAD | 0.7874 | Full | 0 | Other |  | 0.059055 | 0 | 25 | 0.013 | 0.75 | FIXED | 38.86 | PI2600-1218 | 0 | 0 | 0 | 0 | 0 | 0 | 0 | 0 | 0 | 0 | 0 | [11 empty] | 24.998
PI0600-1185.1 |  |  | 0 | 0.059055 | 0 | 25 | 0.013 | 0 | 14.2321 | 30 | 398.7766 | UNKN | Conduit | 30 | 1 |  | 0 | 107.6391 | 107.6391 | 0.0010764 | Estuary | 0 | FIXED | 42.55 | PI0600-786 | 0 | 0.12037 | SUBURBS | 0 | 0 | 0 | 1 | Cond | 20 | 32.8084 | 1 | N | 0 |  | CIRC | ROAD | 0.7874 | Full | 0 | Other |  | 0.059055 | 0 | 25 | 0.013 | 0.17 | FIXED | 43.03 | PI0600-1185 | 0 | 0 | 0 | 0 | 0 | 0 | 0 | 0 | 0 | 0 | 0 | [11 empty] | 398.776
PI4200-3663.1 |  |  | 0 | 0.059055 | 0 | 25 | 0.013 | 0 | 27.9683 | 30 | 83.5646 | UNKN | Conduit | 30 | 1 |  | 0 | 107.6391 | 107.6391 | 0.0010764 | Estuary | 0 | FIXED | 76.92 | PI4200-3579 | 0 | 0.46484 | SUBURBS | 0 | 0 | 0 | 1 | Cond | 20 | 32.8084 | 1 | N | 0 |  | CIRC | ROAD | 0.7874 | Full | 0 | Other |  | 0.059055 | 0 | 25 | 0.013 | 0.17 | FIXED | 77.3084 | PI4200-3663 | 0 | 0 | 0 | 0 | 0 | 0 | 0 | 0 | 0 | 0 | 0 | [11 empty] | 83.5645
PI4200-4139.1 |  |  | 0 | 0.059055 | 0 | 25 | 0.013 | 0 | 27.9683 | 30 | 32.8001 | UNKN | Conduit | 30 | 1 |  | 0 | 107.6391 | 107.6391 | 0.0010764 | Estuary | 0 | FIXED | 79.3715 | PI4200-4106 | 0 | 0.46484 | SUBURBS | 0 | 0 | 0 | 1 | Cond | 20 | 32.8084 | 1 | N | 0 |  | CIRC | ROAD | 0.7874 | Full | 0 | Other |  | 0.059055 | 0 | 25 | 0.013 | 0.17 | FIXED | 79.524 | PI4200-4139 | 0 | 0 | 0 | 0 | 0 | 0 | 0 | 0 | 0 | 0 | 0 | [11 empty] | 32.8
PI4200-4425.1 |  |  | 0 | 0.059055 | 0 | 25 | 0.013 | 0 | 27.9683 | 30 | 285.9376 | UNKN | Conduit | 30 | 1 |  | 0 | 107.6391 | 107.6391 | 0.0010764 | Estuary | 0 | FIXED | 79.524 | PI4200-4139 | 0 | 0.46484 | SUBURBS | 0 | 0 | 0 | 1 | Cond | 20 | 32.8084 | 1 | N | 0 |  | CIRC | ROAD | 0.7874 | Full | 0 | Other |  | 0.059055 | 0 | 25 | 0.013 | 0.17 | FIXED | 80.8532 | PI4200-4425 | 0 | 0 | 0 | 0 | 0 | 0 | 0 | 0 | 0 | 0 | 0 | [11 empty] | 285.9364
PI4200-4106.1 |  |  | 0 | 0.059055 | 0 | 25 | 0.013 | 0 | 27.9683 | 30 | 443.834 | UNKN | Conduit | 30 | 1 |  | 0 | 107.6391 | 107.6391 | 0.0010764 | Estuary | 0 | FIXED | 77.3084 | PI4200-3663 | 0 | 0.46484 | SUBURBS | 0 | 0 | 0 | 1 | Cond | 20 | 32.8084 | 1 | N | 0 |  | CIRC | ROAD | 0.7874 | Full | 0 | Other |  | 0.059055 | 0 | 25 | 0.013 | 0.75 | FIXED | 79.3715 | PI4200-4106 | 0 | 0 | 0 | 0 | 0 | 0 | 0 | 0 | 0 | 0 | 0 | [11 empty] | 443.8331
PI4200-4691.1 |  |  | 0 | 0.059055 | 0 | 25 | 0.013 | 0 | 27.9683 | 30 | 265.4112 | UNKN | Conduit | 30 | 1 |  | 0 | 107.6391 | 107.6391 | 0.0010764 | Estuary | 0 | FIXED | 80.8532 | PI4200-4425 | 0 | 0.46484 | SUBURBS | 0 | 0 | 0 | 1 | Cond | 20 | 32.8084 | 1 | N | 0 |  | CIRC | ROAD | 0.7874 | Full | 0 | Other |  | 0.059055 | 0 | 25 | 0.013 | 0.25 | FIXED | 82.0869 | PI4200-4691 | 0 | 0 | 0 | 0 | 0 | 0 | 0 | 0 | 0 | 0 | 0 | [11 empty] | 265.4108
PI7800-3603.1 |  |  | 0 | 0.059055 | 0 | 25 | 0.013 | 0 | 27.0555 | 33 | 207.5121 | UNKN | Conduit | 33 | 1 |  | 0 | 107.6391 | 107.6391 | 0.0010764 | Estuary | 0 | FIXED | 27.057 | PI7800-3395 | 0 | 0.26165 | SUBURBS | 0 | 0 | 0 | 1 | Cond | 20 | 32.8084 | 1 | N | 0 |  | CIRC | ROAD | 0.7874 | Full | 0 | Other |  | 0.059055 | 0 | 25 | 0.013 | 0.87 | FIXED | 27.6 | PI7800-3603 | 0 | 0 | 0 | 0 | 0 | 0 | 0 | 0 | 0 | 0 | 0 | [11 empty] | 207.505
PI7800-5346.1 |  |  | 0 | 0.059055 | 0 | 25 | 0.013 | 0 | 59.1792 | 42 | 30.7603 | UNKN | Conduit | 42 | 1 |  | 0 | 107.6391 | 107.6391 | 0.0010764 | Estuary | 0 | FIXED | 33.1938 | PI7800-5315 | 0 | 0.34592 | SUBURBS | 0 | 0 | 0 | 1 | Cond | 20 | 32.8084 | 1 | N | 0 |  | CIRC | ROAD | 0.7874 | Full | 0 | Other |  | 0.059055 | 0 | 25 | 0.013 | 0.25 | FIXED | 33.3002 | PI7800-5346 | 0 | 0 | 0 | 0 | 0 | 0 | 0 | 0 | 0 | 0 | 0 | [11 empty] | 30.7608
PI7800-5530.1 |  |  | 0 | 0.059055 | 0 | 25 | 0.013 | 0 | 59.1792 | 42 | 184.1933 | UNKN | Conduit | 42 | 1 |  | 0 | 107.6391 | 107.6391 | 0.0010764 | Estuary | 0 | FIXED | 33.3002 | PI7800-5346 | 0 | 0.34592 | SUBURBS | 0 | 0 | 0 | 1 | Cond | 20 | 32.8084 | 1 | N | 0 |  | CIRC | ROAD | 0.7874 | Full | 0 | Other |  | 0.059055 | 0 | 25 | 0.013 | 0.17 | FIXED | 33.9373 | PI7800-5530 | 0 | 0 | 0 | 0 | 0 | 0 | 0 | 0 | 0 | 0 | 0 | [11 empty] | 184.1926
PI7800-4282.1 |  |  | 0 | 0.059055 | 0 | 25 | 0.013 | 0 | 59.1792 | 42 | 193.1341 | UNKN | Conduit | 42 | 1 |  | 0 | 107.6391 | 107.6391 | 0.0010764 | Estuary | 0 | FIXED | 28.9522 | PI7800-4089 | 0 | 0.34592 | SUBURBS | 0 | 0 | 0 | 1 | Cond | 20 | 32.8084 | 1 | N | 0 |  | CIRC | ROAD | 0.7874 | Full | 0 | Other |  | 0.059055 | 0 | 25 | 0.013 | 0.17 | FIXED | 29.6203 | PI7800-4282 | 0 | 0 | 0 | 0 | 0 | 0 | 0 | 0 | 0 | 0 | 0 | [11 empty] | 193.1342
PI7800-1987.1 |  |  | 0 | 0.059055 | 0 | 25 | 0.013 | 0 | 0 | 29 | 126 | UNKN | Conduit | 45 | 1 |  | 0 | 107.6391 | 107.6391 | 0.0010764 | Estuary | 0 | FIXED | 19.39 | PI7800-1870 | 0 | 0.10317 | SUBURBS | 0 | 0 | 0 | 1 | Cond | 20 | 32.8084 | 1 | N | 0 |  | Ellipse | ROAD | 0.7874 | Full | 0 | Other |  | 0.059055 | 0 | 25 | 0.013 | 0.25 | FIXED | 19.52 | PI7800-1987 | 0 | 0 | 0 | 0 | 0 | 0 | 0 | 0 | 0 | 0 | 0 | [11 empty] | 98.7858
PI7800-5860.1 |  |  | 0 | 0.059055 | 0 | 25 | 0.013 | 0 | 59.1792 | 42 | 179.9965 | UNKN | Conduit | 42 | 1 |  | 0 | 107.6391 | 107.6391 | 0.0010764 | Estuary | 0 | FIXED | 34.4547 | PI7800-5680 | 0 | 0.34592 | SUBURBS | 0 | 0 | 0 | 1 | Cond | 20 | 32.8084 | 1 | N | 0 |  | CIRC | ROAD | 0.7874 | Full | 0 | Other |  | 0.059055 | 0 | 25 | 0.013 | 0.18 | FIXED | 35.0773 | PI7800-5860 | 0 | 0 | 0 | 0 | 0 | 0 | 0 | 0 | 0 | 0 | 0 | [11 empty] | 179.99
PI7800-4825.1 |  |  | 0 | 0.059055 | 0 | 25 | 0.013 | 0 | 59.1792 | 42 | 543.0513 | UNKN | Conduit | 42 | 1 |  | 0 | 107.6391 | 107.6391 | 0.0010764 | Estuary | 0 | FIXED | 29.6203 | PI7800-4282 | 0 | 0.34592 | SUBURBS | 0 | 0 | 0 | 1 | Cond | 20 | 32.8084 | 1 | N | 0 |  | CIRC | ROAD | 0.7874 | Full | 0 | Other |  | 0.059055 | 0 | 25 | 0.013 | 0.17 | FIXED | 31.4988 | PI7800-4825 | 0 | 0 | 0 | 0 | 0 | 0 | 0 | 0 | 0 | 0 | 0 | [11 empty] | 543.0503
PI7800-3948.1 |  |  | 0 | 0.059055 | 0 | 25 | 0.013 | 0 | 50.3489 | 42 | 345.2116 | UNKN | Conduit | 42 | 1 |  | 0 | 107.6391 | 107.6391 | 0.0010764 | Estuary | 0 | FIXED | 27.6 | PI7800-3603 | 0 | 0.25039 | SUBURBS | 0 | 0 | 0 | 1 | Cond | 20 | 32.8084 | 1 | N | 0 |  | CIRC | ROAD | 0.7874 | Full | 0 | Other |  | 0.059055 | 0 | 25 | 0.013 | 0.17 | FIXED | 28.4644 | PI7800-3948 | 0 | 0 | 0 | 0 | 0 | 0 | 0 | 0 | 0 | 0 | 0 | [11 empty] | 345.211
PI7800-4020.1 |  |  | 0 | 0.059055 | 0 | 25 | 0.013 | 0 | 59.1792 | 42 | 72.1941 | UNKN | Conduit | 42 | 1 |  | 0 | 107.6391 | 107.6391 | 0.0010764 | Estuary | 0 | FIXED | 28.4644 | PI7800-3948 | 0 | 0.34592 | SUBURBS | 0 | 0 | 0 | 1 | Cond | 20 | 32.8084 | 1 | N | 0 |  | CIRC | ROAD | 0.7874 | Full | 0 | Other |  | 0.059055 | 0 | 25 | 0.013 | 0.17 | FIXED | 28.7141 | PI7800-4020 | 0 | 0 | 0 | 0 | 0 | 0 | 0 | 0 | 0 | 0 | 0 | [11 empty] | 72.2
PI7800-4089.1 |  |  | 0 | 0.059055 | 0 | 25 | 0.013 | 0 | 59.1792 | 42 | 68.8259 | UNKN | Conduit | 42 | 1 |  | 0 | 107.6391 | 107.6391 | 0.0010764 | Estuary | 0 | FIXED | 28.7141 | PI7800-4020 | 0 | 0.34592 | SUBURBS | 0 | 0 | 0 | 1 | Cond | 20 | 32.8084 | 1 | N | 0 |  | CIRC | ROAD | 0.7874 | Full | 0 | Other |  | 0.059055 | 0 | 25 | 0.013 | 0.17 | FIXED | 28.9522 | PI7800-4089 | 0 | 0 | 0 | 0 | 0 | 0 | 0 | 0 | 0 | 0 | 0 | [11 empty] | 68.8258
PI7800-5263.1 |  |  | 0 | 0.059055 | 0 | 25 | 0.013 | 0 | 59.1792 | 42 | 37.8998 | UNKN | Conduit | 42 | 1 |  | 0 | 107.6391 | 107.6391 | 0.0010764 | Estuary | 0 | FIXED | 32.8834 | PI7800-5225 | 0 | 0.34592 | SUBURBS | 0 | 0 | 0 | 1 | Cond | 20 | 32.8084 | 1 | N | 0 |  | CIRC | ROAD | 0.7874 | Full | 0 | Other |  | 0.059055 | 0 | 25 | 0.013 | 0.17 | FIXED | 33.0145 | PI7800-5263 | 0 | 0 | 0 | 0 | 0 | 0 | 0 | 0 | 0 | 0 | 0 | [11 empty] | 37.8989
PI7800-5315.1 |  |  | 0 | 0.059055 | 0 | 25 | 0.013 | 0 | 59.1792 | 42 | 51.8288 | UNKN | Conduit | 42 | 1 |  | 0 | 107.6391 | 107.6391 | 0.0010764 | Estuary | 0 | FIXED | 33.0145 | PI7800-5263 | 0 | 0.34592 | SUBURBS | 0 | 0 | 0 | 1 | Cond | 20 | 32.8084 | 1 | N | 0 |  | CIRC | ROAD | 0.7874 | Full | 0 | Other |  | 0.059055 | 0 | 25 | 0.013 | 0.25 | FIXED | 33.1938 | PI7800-5315 | 0 | 0 | 0 | 0 | 0 | 0 | 0 | 0 | 0 | 0 | 0 | [11 empty] | 51.8291
PI7800-5225.1 |  |  | 0 | 0.059055 | 0 | 25 | 0.013 | 0 | 59.1792 | 42 | 400.2485 | UNKN | Conduit | 42 | 1 |  | 0 | 107.6391 | 107.6391 | 0.0010764 | Estuary | 0 | FIXED | 31.4988 | PI7800-4825 | 0 | 0.34592 | SUBURBS | 0 | 0 | 0 | 1 | Cond | 20 | 32.8084 | 1 | N | 0 |  | CIRC | ROAD | 0.7874 | Full | 0 | Other |  | 0.059055 | 0 | 25 | 0.013 | 0.17 | FIXED | 32.8834 | PI7800-5225 | 0 | 0 | 0 | 0 | 0 | 0 | 0 | 0 | 0 | 0 | 0 | [11 empty] | 400.2479
PI7800-5680.1 |  |  | 0 | 0.059055 | 0 | 25 | 0.013 | 0 | 59.1792 | 42 | 149.562 | UNKN | Conduit | 42 | 1 |  | 0 | 107.6391 | 107.6391 | 0.0010764 | Estuary | 0 | FIXED | 33.9373 | PI7800-5530 | 0 | 0.34592 | SUBURBS | 0 | 0 | 0 | 1 | Cond | 20 | 32.8084 | 1 | N | 0 |  | CIRC | ROAD | 0.7874 | Full | 0 | Other |  | 0.059055 | 0 | 25 | 0.013 | 0.17 | FIXED | 34.4547 | PI7800-5680 | 0 | 0 | 0 | 0 | 0 | 0 | 0 | 0 | 0 | 0 | 0 | [11 empty] | 149.5613
PI7800-3395.1 |  |  | 0 | 0.059055 | 0 | 25 | 0.013 | 0 | 27.0555 | 33 | 205.1912 | UNKN | Conduit | 33 | 1 |  | 0 | 107.6391 | 107.6391 | 0.0010764 | Estuary | 0 | FIXED | 26.5201 | PI7800-3190 | 0 | 0.26165 | SUBURBS | 0 | 0 | 0 | 1 | Cond | 20 | 32.8084 | 1 | N | 0 |  | CIRC | ROAD | 0.7874 | Full | 0 | Other |  | 0.059055 | 0 | 25 | 0.013 | 0.17 | FIXED | 27.057 | PI7800-3395 | 0 | 0 | 0 | 0 | 0 | 0 | 0 | 0 | 0 | 0 | 0 | [11 empty] | 205.191
PI7800-3154.1 |  |  | 0 | 0.059055 | 0 | 25 | 0.013 | 0 | 26.4209 | 33 | 553.054 | UNKN | Conduit | 33 | 1 |  | 0 | 107.6391 | 107.6391 | 0.0010764 | Estuary | 0 | FIXED | 25.05 | PI7800-2601 | 0 | 0.24952 | SUBURBS | 0 | 0 | 0 | 1 | Cond | 20 | 32.8084 | 1 | N | 0 |  | CIRC | ROAD | 0.7874 | Full | 0 | Other |  | 0.059055 | 0 | 25 | 0.013 | 0.17 | FIXED | 26.43 | PI7800-3154 | 0 | 0 | 0 | 0 | 0 | 0 | 0 | 0 | 0 | 0 | 0 | [11 empty] | 553.053
PI7800-3190.1 |  |  | 0 | 0.059055 | 0 | 25 | 0.013 | 0 | 26.4209 | 33 | 36.1272 | UNKN | Conduit | 33 | 1 |  | 0 | 107.6391 | 107.6391 | 0.0010764 | Estuary | 0 | FIXED | 26.43 | PI7800-3154 | 0 | 0.24952 | SUBURBS | 0 | 0 | 0 | 1 | Cond | 20 | 32.8084 | 1 | N | 0 |  | CIRC | ROAD | 0.7874 | Full | 0 | Other |  | 0.059055 | 0 | 25 | 0.013 | 0.17 | FIXED | 26.5201 | PI7800-3190 | 0 | 0 | 0 | 0 | 0 | 0 | 0 | 0 | 0 | 0 | 0 | [11 empty] | 36.127
PI7800-2601.1 |  |  | 0 | 0.059055 | 0 | 25 | 0.013 | 0 | 26.4527 | 33 | 583.7082 | UNKN | Conduit | 33 | 1 |  | 0 | 107.6391 | 107.6391 | 0.0010764 | Estuary | 0 | FIXED | 23.59 | PI7800-2017 | 0 | 0.25012 | SUBURBS | 0 | 0 | 0 | 1 | Cond | 20 | 32.8084 | 1 | N | 0 |  | CIRC | ROAD | 0.7874 | Full | 0 | Other |  | 0.059055 | 0 | 25 | 0.013 | 0.17 | FIXED | 25.05 | PI7800-2601 | 0 | 0 | 0 | 0 | 0 | 0 | 0 | 0 | 0 | 0 | 0 | [11 empty] | 583.713
PI0505-383.1 |  |  | 0 | 0.059055 | 0 | 25 | 0.013 | 0 | 40.1802 | 36 | 383.0961 | UNKN | Conduit | 36 | 1 |  | 0 | 107.6391 | 107.6391 | 0.0010764 | Estuary | 0 | FIXED | 29.12 | PI0500-10808 | 0 | 0.36283 | SUBURBS | 0 | 0 | 0 | 1 | Cond | 20 | 32.8084 | 1 | N | 0 |  | CIRC | ROAD | 0.7874 | Full | 0 | Other |  | 0.059055 | 0 | 25 | 0.013 | 0.83 | FIXED | 30.51 | PI0505-383 | 0 | 0 | 0 | 0 | 0 | 0 | 0 | 0 | 0 | 0 | 0 | [11 empty] | 383.0953
PI5800-5325.1 |  |  | 0 | 0.059055 | 0 | 25 | 0.013 | 0 | 34.268 | 36 | 26.5239 | UNKN | Conduit | 36 | 1 |  | 0 | 107.6391 | 107.6391 | 0.0010764 | Estuary | 0 | FIXED | 55.09 | PI5800-5299 | 0 | 0.26391 | SUBURBS | 0 | 0 | 0 | 1 | Cond | 20 | 32.8084 | 1 | N | 0 |  | CIRC | ROAD | 0.7874 | Full | 0 | Other |  | 0.059055 | 0 | 25 | 0.013 | 0.17 | FIXED | 55.16 | PI5800-5325 | 0 | 0 | 0 | 0 | 0 | 0 | 0 | 0 | 0 | 0 | 0 | [11 empty] | 26.5241
PI1301-67.1 |  |  | 0 | 0.059055 | 0 | 25 | 0.013 | 0 | 25.7712 | 36 | 66.9957 | UNKN | Conduit | 36 | 1 |  | 0 | 107.6391 | 107.6391 | 0.0010764 | Estuary | 0 | FIXED | 22.27 | PI1300-2488 | 0 | 0.14926 | SUBURBS | 0 | 0 | 0 | 1 | Cond | 20 | 32.8084 | 1 | N | 0 |  | CIRC | ROAD | 0.7874 | Full | 0 | Other |  | 0.059055 | 0 | 25 | 0.013 | 0.8 | FIXED | 22.37 | PI1301-67 | 0 | 0 | 0 | 0 | 0 | 0 | 0 | 0 | 0 | 0 | 0 | [11 empty] | 66.9948
PI9000-9349.1 |  |  | 0 | 0.059055 | 0 | 25 | 0.013 | 0 | 31.6961 | 36 | 193.5662 | UNKN | Conduit | 36 | 1 |  | 0 | 107.6391 | 107.6391 | 0.0010764 | Estuary | 0 | FIXED | 65.6423 | PI9000-9155 | 0 | 0.22578 | SUBURBS | 0 | 0 | 0 | 1 | Cond | 20 | 32.8084 | 1 | N | 0 |  | CIRC | ROAD | 0.7874 | Full | 0 | Other |  | 0.059055 | 0 | 25 | 0.013 | 0.17 | FIXED | 66.0793 | PI9000-9349 | 0 | 0 | 0 | 0 | 0 | 0 | 0 | 0 | 0 | 0 | 0 | [11 empty] | 193.5659
PI9000-8058.1 |  |  | 0 | 0.059055 | 0 | 25 | 0.013 | 0 | 31.6961 | 36 | 70.4367 | UNKN | Conduit | 36 | 1 |  | 0 | 107.6391 | 107.6391 | 0.0010764 | Estuary | 0 | FIXED | 63.005 | PI9000-7987 | 0 | 0.22578 | SUBURBS | 0 | 0 | 0 | 1 | Cond | 20 | 32.8084 | 1 | N | 0 |  | CIRC | ROAD | 0.7874 | Full | 0 | Other |  | 0.059055 | 0 | 25 | 0.013 | 0.17 | FIXED | 63.1641 | PI9000-8058 | 0 | 0 | 0 | 0 | 0 | 0 | 0 | 0 | 0 | 0 | 0 | [11 empty] | 70.4361
PI9000-8314.1 |  |  | 0 | 0.059055 | 0 | 25 | 0.013 | 0 | 31.6961 | 36 | 70.4888 | UNKN | Conduit | 36 | 1 |  | 0 | 107.6391 | 107.6391 | 0.0010764 | Estuary | 0 | FIXED | 63.583 | PI9000-8243 | 0 | 0.22578 | SUBURBS | 0 | 0 | 0 | 1 | Cond | 20 | 32.8084 | 1 | N | 0 |  | CIRC | ROAD | 0.7874 | Full | 0 | Other |  | 0.059055 | 0 | 25 | 0.013 | 0.17 | FIXED | 63.7422 | PI9000-8314 | 0 | 0 | 0 | 0 | 0 | 0 | 0 | 0 | 0 | 0 | 0 | [11 empty] | 70.4881
PI9000-9155.1 |  |  | 0 | 0.059055 | 0 | 25 | 0.013 | 0 | 31.6961 | 36 | 65.1361 | UNKN | Conduit | 36 | 1 |  | 0 | 107.6391 | 107.6391 | 0.0010764 | Estuary | 0 | FIXED | 65.4952 | PI9000-9090 | 0 | 0.22578 | SUBURBS | 0 | 0 | 0 | 1 | Cond | 20 | 32.8084 | 1 | N | 0 |  | CIRC | ROAD | 0.7874 | Full | 0 | Other |  | 0.059055 | 0 | 25 | 0.013 | 0.75 | FIXED | 65.6423 | PI9000-9155 | 0 | 0 | 0 | 0 | 0 | 0 | 0 | 0 | 0 | 0 | 0 | [11 empty] | 65.1354
PI9000-9090.1 |  |  | 0 | 0.059055 | 0 | 25 | 0.013 | 0 | 31.6961 | 36 | 150.1525 | UNKN | Conduit | 36 | 1 |  | 0 | 107.6391 | 107.6391 | 0.0010764 | Estuary | 0 | FIXED | 65.1562 | PI9000-8940 | 0 | 0.22578 | SUBURBS | 0 | 0 | 0 | 1 | Cond | 20 | 32.8084 | 1 | N | 0 |  | CIRC | ROAD | 0.7874 | Full | 0 | Other |  | 0.059055 | 0 | 25 | 0.013 | 0.75 | FIXED | 65.4952 | PI9000-9090 | 0 | 0 | 0 | 0 | 0 | 0 | 0 | 0 | 0 | 0 | 0 | [11 empty] | 150.1519
PI9000-8940.1 |  |  | 0 | 0.059055 | 0 | 25 | 0.013 | 0 | 31.6961 | 36 | 124.9915 | UNKN | Conduit | 36 | 1 |  | 0 | 107.6391 | 107.6391 | 0.0010764 | Estuary | 0 | FIXED | 64.874 | PI9000-8815 | 0 | 0.22578 | SUBURBS | 0 | 0 | 0 | 1 | Cond | 20 | 32.8084 | 1 | N | 0 |  | CIRC | ROAD | 0.7874 | Full | 0 | Other |  | 0.059055 | 0 | 25 | 0.013 | 0.75 | FIXED | 65.1562 | PI9000-8940 | 0 | 0 | 0 | 0 | 0 | 0 | 0 | 0 | 0 | 0 | 0 | [11 empty] | 124.991
PI9006-317.1 |  |  | 0 | 0.059055 | 0 | 25 | 0.013 | 0 | 64.1716 | 36 | 35.0121 | UNKN | Conduit | 36 | 1 |  | 0 | 107.6391 | 107.6391 | 0.0010764 | Estuary | 0 | FIXED | 68.256 | PI9006-282 | 0 | 0.92548 | SUBURBS | 0 | 0 | 0 | 1 | Cond | 20 | 32.8084 | 1 | N | 0 |  | CIRC | ROAD | 0.7874 | Full | 0 | Other |  | 0.059055 | 0 | 25 | 0.013 | 0.5 | FIXED | 68.58 | PI9006-317 | 0 | 0 | 0 | 0 | 0 | 0 | 0 | 0 | 0 | 0 | 0 | [11 empty] | 35.012
PI900601-64.1 |  |  | 0 | 0.059055 | 0 | 25 | 0.013 | 0 | 64.1716 | 36 | 63.6303 | UNKN | Conduit | 36 | 1 |  | 0 | 107.6391 | 107.6391 | 0.0010764 | Estuary | 0 | FIXED | 62.4111 | PI9006-201 | 0 | 0.92548 | SUBURBS | 0 | 0 | 0 | 1 | Cond | 20 | 32.8084 | 1 | N | 0 |  | CIRC | ROAD | 0.7874 | Full | 0 | Other |  | 0.059055 | 0 | 25 | 0.013 | 0.5 | FIXED | 63 | PI900601-64 | 0 | 0 | 0 | 0 | 0 | 0 | 0 | 0 | 0 | 0 | 0 | [11 empty] | 63.6295
PI900601-64.2 |  |  | 0 | 0.059055 | 0 | 25 | 0.013 | 0 | 31.6961 | 36 | 43.997 | UNKN | Conduit | 36 | 1 |  | 0 | 107.6391 | 107.6391 | 0.0010764 | Estuary | 0 | FIXED | 62.9007 | PI9000-9349 | 0 | 0.22578 | SUBURBS | 0 | 0 | 0 | 2 | Cond | 20 | 32.8084 | 1 | N | 0 |  | CIRC | ROAD | 0.7874 | Full | 0 | Other |  | 0.059055 | 0 | 25 | 0.013 | 0.5 | FIXED | 63 | PI900601-64 | 0 | 0 | 0 | 0 | 0 | 0 | 0 | 0 | 0 | 0 | 0 | [11 empty] | 399.4607
PI9000-8243.1 |  |  | 0 | 0.059055 | 0 | 25 | 0.013 | 0 | 31.6961 | 36 | 185.5501 | UNKN | Conduit | 36 | 1 |  | 0 | 107.6391 | 107.6391 | 0.0010764 | Estuary | 0 | FIXED | 63.1641 | PI9000-8058 | 0 | 0.22578 | SUBURBS | 0 | 0 | 0 | 1 | Cond | 20 | 32.8084 | 1 | N | 0 |  | CIRC | ROAD | 0.7874 | Full | 0 | Other |  | 0.059055 | 0 | 25 | 0.013 | 0.17 | FIXED | 63.583 | PI9000-8243 | 0 | 0 | 0 | 0 | 0 | 0 | 0 | 0 | 0 | 0 | 0 | [11 empty] | 185.5499
PI5400-3563.1 |  |  | 0 | 0.059055 | 0 | 25 | 0.013 | 0 | 137.1909 | 36 | 69.7409 | UNKN | Conduit | 36 | 1 |  | 0 | 107.6391 | 107.6391 | 0.0010764 | Estuary | 0 | FIXED | 104.3 | PI5400-3493 | 0 | 4.2299 | SUBURBS | 0 | 0 | 0 | 1 | Cond | 20 | 32.8084 | 1 | N | 0 |  | CIRC | ROAD | 0.7874 | Full | 0 | Other |  | 0.059055 | 0 | 25 | 0.013 | 0.72 | FIXED | 107.25 | PI5400-3563 | 0 | 0 | 0 | 0 | 0 | 0 | 0 | 0 | 0 | 0 | 0 | [11 empty] | 69.7415
PI5400-3661.1 |  |  | 0 | 0.059055 | 0 | 25 | 0.013 | 0 | 33.6608 | 36 | 98.1767 | UNKN | Conduit | 36 | 1 |  | 0 | 107.6391 | 107.6391 | 0.0010764 | Estuary | 0 | FIXED | 107.25 | PI5400-3563 | 0 | 0.25464 | SUBURBS | 0 | 0 | 0 | 1 | Cond | 20 | 32.8084 | 1 | N | 0 |  | CIRC | ROAD | 0.7874 | Full | 0 | Other |  | 0.059055 | 0 | 25 | 0.013 | 0.19 | FIXED | 107.5 | PI5400-3661 | 0 | 0 | 0 | 0 | 0 | 0 | 0 | 0 | 0 | 0 | 0 | [11 empty] | 98.1533
PI9000-7987.1 |  |  | 0 | 0.059055 | 0 | 25 | 0.013 | 0 | 31.6961 | 36 | 258.4471 | UNKN | Conduit | 36 | 1 |  | 0 | 107.6391 | 107.6391 | 0.0010764 | Estuary | 0 | FIXED | 62.4215 | PI9000-7729 | 0 | 0.22578 | SUBURBS | 0 | 0 | 0 | 1 | Cond | 20 | 32.8084 | 1 | N | 0 |  | CIRC | ROAD | 0.7874 | Full | 0 | Other |  | 0.059055 | 0 | 25 | 0.013 | 0.17 | FIXED | 63.005 | PI9000-7987 | 0 | 0 | 0 | 0 | 0 | 0 | 0 | 0 | 0 | 0 | 0 | [11 empty] | 258.4471
PI9006-201.1 |  |  | 0 | 0.059055 | 0 | 25 | 0.013 | 0 | 64.1716 | 36 | 201.4033 | UNKN | Conduit | 36 | 1 |  | 0 | 107.6391 | 107.6391 | 0.0010764 | Estuary | 0 | FIXED | 65.6423 | PI9000-9155 | 0 | 0.92548 | SUBURBS | 0 | 0 | 0 | 1 | Cond | 20 | 32.8084 | 1 | N | 0 |  | CIRC | ROAD | 0.7874 | Full | 0 | Other |  | 0.059055 | 0 | 25 | 0.013 | 0.17 | FIXED | 67.5063 | PI9006-201 | 0 | 0 | 0 | 0 | 0 | 0 | 0 | 0 | 0 | 0 | 0 | [11 empty] | 201.4021
PI9000-8815.1 |  |  | 0 | 0.059055 | 0 | 25 | 0.013 | 0 | 31.6961 | 36 | 244.9961 | UNKN | Conduit | 36 | 1 |  | 0 | 107.6391 | 107.6391 | 0.0010764 | Estuary | 0 | FIXED | 64.3208 | PI9000-8570 | 0 | 0.22578 | SUBURBS | 0 | 0 | 0 | 1 | Cond | 20 | 32.8084 | 1 | N | 0 |  | CIRC | ROAD | 0.7874 | Full | 0 | Other |  | 0.059055 | 0 | 25 | 0.013 | 0.17 | FIXED | 64.874 | PI9000-8815 | 0 | 0 | 0 | 0 | 0 | 0 | 0 | 0 | 0 | 0 | 0 | [11 empty] | 244.9959
PI9000-8499.1 |  |  | 0 | 0.059055 | 0 | 25 | 0.013 | 0 | 31.6961 | 36 | 185.4976 | UNKN | Conduit | 36 | 1 |  | 0 | 107.6391 | 107.6391 | 0.0010764 | Estuary | 0 | FIXED | 63.7422 | PI9000-8314 | 0 | 0.22578 | SUBURBS | 0 | 0 | 0 | 1 | Cond | 20 | 32.8084 | 1 | N | 0 |  | CIRC | ROAD | 0.7874 | Full | 0 | Other |  | 0.059055 | 0 | 25 | 0.013 | 0.17 | FIXED | 64.161 | PI9000-8499 | 0 | 0 | 0 | 0 | 0 | 0 | 0 | 0 | 0 | 0 | 0 | [11 empty] | 185.4979
PI9000-8570.1 |  |  | 0 | 0.059055 | 0 | 25 | 0.013 | 0 | 31.6961 | 36 | 70.7956 | UNKN | Conduit | 36 | 1 |  | 0 | 107.6391 | 107.6391 | 0.0010764 | Estuary | 0 | FIXED | 64.161 | PI9000-8499 | 0 | 0.22578 | SUBURBS | 0 | 0 | 0 | 1 | Cond | 20 | 32.8084 | 1 | N | 0 |  | CIRC | ROAD | 0.7874 | Full | 0 | Other |  | 0.059055 | 0 | 25 | 0.013 | 0.17 | FIXED | 64.3208 | PI9000-8570 | 0 | 0 | 0 | 0 | 0 | 0 | 0 | 0 | 0 | 0 | 0 | [11 empty] | 70.7951
PI9000-7729.1 |  |  | 0 | 0.059055 | 0 | 25 | 0.013 | 0 | 31.6961 | 36 | 223.964 | UNKN | Conduit | 36 | 1 |  | 0 | 107.6391 | 107.6391 | 0.0010764 | Estuary | 0 | FIXED | 61.9158 | PI9000-7505 | 0 | 0.22578 | SUBURBS | 0 | 0 | 0 | 1 | Cond | 20 | 32.8084 | 1 | N | 0 |  | CIRC | ROAD | 0.7874 | Full | 0 | Other |  | 0.059055 | 0 | 25 | 0.013 | 0.75 | FIXED | 62.4215 | PI9000-7729 | 0 | 0 | 0 | 0 | 0 | 0 | 0 | 0 | 0 | 0 | 0 | [11 empty] | 223.9638
PI9000-7320.1 |  |  | 0 | 0.059055 | 0 | 25 | 0.013 | 0 | 31.6961 | 36 | 209.9875 | UNKN | Conduit | 36 | 1 |  | 0 | 107.6391 | 107.6391 | 0.0010764 | Estuary | 0 | FIXED | 61.0244 | PI9000-7110 | 0 | 0.22578 | SUBURBS | 0 | 0 | 0 | 1 | Cond | 20 | 32.8084 | 1 | N | 0 |  | CIRC | ROAD | 0.7874 | Full | 0 | Other |  | 0.059055 | 0 | 25 | 0.013 | 0.75 | FIXED | 61.4985 | PI9000-7320 | 0 | 0 | 0 | 0 | 0 | 0 | 0 | 0 | 0 | 0 | 0 | [11 empty] | 209.9867
PI9600-2781.1 |  |  | 0 | 0.059055 | 0 | 25 | 0.013 | 0 | 14.7445 | 36 | 450.2739 | UNKN | Conduit | 36 | 1 |  | 0 | 107.6391 | 107.6391 | 0.0010764 | Estuary | 0 | FIXED | 83.64 | PI9600-2331 | 0 | 0.048859 | SUBURBS | 0 | 0 | 0 | 1 | Cond | 20 | 32.8084 | 1 | N | 0 |  | CIRC | ROAD | 0.7874 | Full | 0 | Other |  | 0.059055 | 0 | 25 | 0.013 | 0.17 | FIXED | 83.86 | PI9600-2781 | 0 | 0 | 0 | 0 | 0 | 0 | 0 | 0 | 0 | 0 | 0 | [11 empty] | 450.1962
PI9600-2816.1 |  |  | 0 | 0.059055 | 0 | 25 | 0.013 | 0 | 11.274 | 36 | 35.0071 | UNKN | Conduit | 36 | 1 |  | 0 | 107.6391 | 107.6391 | 0.0010764 | Estuary | 0 | FIXED | 83.86 | PI9600-2781 | 0 | 0.028566 | SUBURBS | 0 | 0 | 0 | 1 | Cond | 20 | 32.8084 | 1 | N | 0 |  | CIRC | ROAD | 0.7874 | Full | 0 | Other |  | 0.059055 | 0 | 25 | 0.013 | 0.25 | FIXED | 83.87 | PI9600-2816 | 0 | 0 | 0 | 0 | 0 | 0 | 0 | 0 | 0 | 0 | 0 | [11 empty] | 35.0043
PI9600-2131.1 |  |  | 0 | 0.059055 | 0 | 25 | 0.013 | 0 | -25.2468 | 36 | 369.9817 | UNKN | Conduit | 36 | 1 |  | 0 | 107.6391 | 107.6391 | 0.0010764 | Estuary | 0 | FIXED | 84.07 | PI9600-1761 | 0 | -0.14325 | SUBURBS | 0 | 0 | 0 | 1 | Cond | 20 | 32.8084 | 1 | N | 0 |  | CIRC | ROAD | 0.7874 | Full | 0 | Other |  | 0.059055 | 0 | 25 | 0.013 | 0.17 | FIXED | 83.54 | PI9600-2131 | 0 | 0 | 0 | 0 | 0 | 0 | 0 | 0 | 0 | 0 | 0 | [11 empty] | 369.9518
PI6600-3713.1 |  |  | 0 | 0.059055 | 0 | 25 | 0.013 | 0 | 23.8802 | 36 | 686.6314 | UNKN | Conduit | 36 | 1 |  | 0 | 107.6391 | 107.6391 | 0.0010764 | Estuary | 0 | FIXED | 7.29 | PI6600-3027 | 0 | 0.12816 | SUBURBS | 0 | 0 | 0 | 1 | Cond | 20 | 32.8084 | 1 | N | 0 |  | CIRC | ROAD | 0.7874 | Full | 0 | Other |  | 0.059055 | 0 | 25 | 0.013 | 0.83 | FIXED | 8.17 | PI6600-3713 | 0 | 0 | 0 | 0 | 0 | 0 | 0 | 0 | 0 | 0 | 0 | [11 empty] | 686.6299
PI5400-4077.1 |  |  | 0 | 0.059055 | 0 | 25 | 0.013 | 0 | 33.346 | 36 | 416.1609 | UNKN | Conduit | 36 | 1 |  | 0 | 107.6391 | 107.6391 | 0.0010764 | Estuary | 0 | FIXED | 107.5 | PI5400-3661 | 0 | 0.2499 | SUBURBS | 0 | 0 | 0 | 1 | Cond | 20 | 32.8084 | 1 | N | 0 |  | CIRC | ROAD | 0.7874 | Full | 0 | Other |  | 0.059055 | 0 | 25 | 0.013 | 0.5 | FIXED | 108.54 | PI5400-4077 | 0 | 0 | 0 | 0 | 0 | 0 | 0 | 0 | 0 | 0 | 0 | [11 empty] | 416.1594
PI6800-235.1 |  |  | 0 | 0.059055 | 0 | 25 | 0.013 | 0 | 29.0172 | 36 | 184.9578 | UNKN | Conduit | 36 | 1 |  | 0 | 107.6391 | 107.6391 | 0.0010764 | Estuary | 0 | FIXED | 10.69 | PI6700-1398 | 0 | 0.18923 | SUBURBS | 0 | 0 | 0 | 1 | Cond | 20 | 32.8084 | 1 | N | 0 |  | CIRC | ROAD | 0.7874 | Full | 0 | Other |  | 0.059055 | 0 | 25 | 0.013 | 0.17 | FIXED | 11.04 | PI6800-235 | 0 | 0 | 0 | 0 | 0 | 0 | 0 | 0 | 0 | 0 | 0 | [11 empty] | 184.9567
PI6800-272.1 |  |  | 0 | 0.059055 | 0 | 25 | 0.013 | 0 | 15.5226 | 36 | 36.9331 | UNKN | Conduit | 36 | 1 |  | 0 | 107.6391 | 107.6391 | 0.0010764 | Estuary | 0 | FIXED | 11.04 | PI6800-235 | 0 | 0.054152 | SUBURBS | 0 | 0 | 0 | 1 | Cond | 20 | 32.8084 | 1 | N | 0 |  | CIRC | ROAD | 0.7874 | Full | 0 | Other |  | 0.059055 | 0 | 25 | 0.013 | 0.32 | FIXED | 11.06 | PI6800-272 | 0 | 0 | 0 | 0 | 0 | 0 | 0 | 0 | 0 | 0 | 0 | [11 empty] | 36.9337
PI6600-3027.1 |  |  | 0 | 0.059055 | 0 | 25 | 0.013 | 0 | 21.3285 | 36 | 665.1295 | UNKN | Conduit | 36 | 1 |  | 0 | 107.6391 | 107.6391 | 0.0010764 | Estuary | 0 | FIXED | 6.61 | PI6600-2362 | 0 | 0.10224 | SUBURBS | 0 | 0 | 0 | 1 | Cond | 20 | 32.8084 | 1 | N | 0 |  | CIRC | ROAD | 0.7874 | Full | 0 | Other |  | 0.059055 | 0 | 25 | 0.013 | 0.75 | FIXED | 7.29 | PI6600-3027 | 0 | 0 | 0 | 0 | 0 | 0 | 0 | 0 | 0 | 0 | 0 | [11 empty] | 665.1274
PI9000-7110.1 |  |  | 0 | 0.059055 | 0 | 25 | 0.013 | 0 | 56.6545 | 42 | 57.2447 | UNKN | Conduit | 42 | 1 |  | 0 | 107.6391 | 107.6391 | 0.0010764 | Estuary | 0 | FIXED | 60.8429 | PI9000-7053 | 0 | 0.31704 | SUBURBS | 0 | 0 | 0 | 1 | Cond | 20 | 32.8084 | 1 | N | 0 |  | CIRC | ROAD | 0.7874 | Full | 0 | Other |  | 0.059055 | 0 | 25 | 0.013 | 0.36 | FIXED | 61.0244 | PI9000-7110 | 0 | 0 | 0 | 0 | 0 | 0 | 0 | 0 | 0 | 0 | 0 | [11 empty] | 57.2446
PI1501-596.1 |  |  | 0 | 0.059055 | 0 | 25 | 0.013 | 0 | 44.0288 | 36 | 596.4485 | UNKN | Conduit | 36 | 1 |  | 0 | 107.6391 | 107.6391 | 0.0010764 | Estuary | 0 | FIXED | 31 | PI1500-404 | 0 | 0.43567 | SUBURBS | 0 | 0 | 0 | 1 | Cond | 20 | 32.8084 | 1 | N | 0 |  | CIRC | ROAD | 0.7874 | Full | 0 | Other |  | 0.059055 | 0 | 25 | 0.013 | 0.25 | FIXED | 33.5985 | PI1501-596 | 0 | 0 | 0 | 0 | 0 | 0 | 0 | 0 | 0 | 0 | 0 | [11 empty] | 596.4458
PI3900-1321.1 |  |  | 0 | 0.059055 | 0 | 25 | 0.013 | 0 | 32.0074 | 36 | 221.5063 | UNKN | Conduit | 36 | 1 |  | 0 | 107.6391 | 107.6391 | 0.0010764 | Estuary | 0 | FIXED | 62.28 | PI3900-1100 | 0 | 0.23024 | SUBURBS | 0 | 0 | 0 | 1 | Cond | 20 | 32.8084 | 1 | N | 0 |  | CIRC | ROAD | 0.7874 | Full | 0 | Other |  | 0.059055 | 0 | 25 | 0.013 | 0.56 | FIXED | 62.79 | PI3900-1321 | 0 | 0 | 0 | 0 | 0 | 0 | 0 | 0 | 0 | 0 | 0 | [11 empty] | 221.4944
PI3900-1100.1 |  |  | 0 | 0.059055 | 0 | 25 | 0.013 | 0 | 22.7916 | 36 | 642.4359 | UNKN | Conduit | 36 | 1 |  | 0 | 107.6391 | 107.6391 | 0.0010764 | Estuary | 0 | FIXED | 61.53 | PI3900-457 | 0 | 0.11674 | SUBURBS | 0 | 0 | 0 | 1 | Cond | 20 | 32.8084 | 1 | N | 0 |  | CIRC | ROAD | 0.7874 | Full | 0 | Other |  | 0.059055 | 0 | 25 | 0.013 | 0.64 | FIXED | 62.28 | PI3900-1100 | 0 | 0 | 0 | 0 | 0 | 0 | 0 | 0 | 0 | 0 | 0 | [11 empty] | 642.2921
PI3900-457.1 |  |  | 0 | 0.059055 | 0 | 25 | 0.013 | 0 | 29.7358 | 36 | 171.0948 | UNKN | Conduit | 36 | 1 |  | 0 | 107.6391 | 107.6391 | 0.0010764 | Estuary | 0 | FIXED | 61.19 | PI3900-286 | 0 | 0.19872 | SUBURBS | 0 | 0 | 0 | 1 | Cond | 20 | 32.8084 | 1 | N | 0 |  | CIRC | ROAD | 0.7874 | Full | 0 | Other |  | 0.059055 | 0 | 25 | 0.013 | 0.75 | FIXED | 61.53 | PI3900-457 | 0 | 0 | 0 | 0 | 0 | 0 | 0 | 0 | 0 | 0 | 0 | [11 empty] | 171.0845
PI3900-286.1 |  |  | 0 | 0.059055 | 0 | 25 | 0.013 | 0 | 43.2517 | 36 | 283.0454 | UNKN | Conduit | 36 | 1 |  | 0 | 107.6391 | 107.6391 | 0.0010764 | Estuary | 1 | FIXED | 60 | CC0300-9189 | 0 | 0.42043 | SUBURBS | 0 | 0 | 0 | 1 | Cond | 20 | 32.8084 | 1 | N | 0 |  | CIRC | ROAD | 0.7874 | Full | 0 | Other |  | 0.059055 | 0 | 25 | 0.013 | 0.68 | FIXED | 61.19 | PI3900-286 | 0 | 0 | 0 | 0 | 0 | 0 | 0 | 0 | 0 | 0 | 0 | [11 empty] | 286.0009
PI7600-36.1 |  |  | 0 | 0.059055 | 0 | 25 | 0.013 | 0 | 33.3525 | 36 | 24 | UNKN | Conduit | 36 | 1 |  | 0 | 107.6391 | 107.6391 | 0.0010764 | Estuary | 1 | FIXED | 17.61 | CC0901-1398 | 0 | 0.25 | SUBURBS | 0 | 0 | 0 | 1 | Cond | 20 | 32.8084 | 1 | N | 0 |  | CIRC | ROAD | 0.7874 | Full | 0 | Other |  | 0.059055 | 0 | 25 | 0.013 | 0.29 | FIXED | 17.67 | PI7600-36 | 0 | 0 | 0 | 0 | 0 | 0 | 0 | 0 | 0 | 0 | 0 | [11 empty] | 36.4596
PI7800-167.1 |  |  | 0 | 0.059055 | 0 | 25 | 0.013 | 0 | 122.3606 | 54 | 31 | UNKN | Conduit | 54 | 1 |  | 0 | 107.6391 | 107.6391 | 0.0010764 | Estuary | 0 | FIXED | 17.66 | PI7800-144 | 0 | 0.096774 | SUBURBS | 0 | 0 | 0 | 1 | Cond | 20 | 32.8084 | 2 | N | 0 |  | CIRC | ROAD | 0.7874 | Full | 0 | Other |  | 0.059055 | 0 | 25 | 0.013 | 0.48 | FIXED | 17.69 | PI7800-167 | 0 | 0 | 0 | 0 | 0 | 0 | 0 | 0 | 0 | 0 | 0 | [11 empty] | 23.3726
PI7800-373.1 |  |  | 0 | 0.059055 | 0 | 25 | 0.013 | 0 | 61.7304 | 54 | 203 | UNKN | Conduit | 54 | 1 |  | 0 | 107.6391 | 107.6391 | 0.0010764 | Estuary | 0 | FIXED | 17.69 | PI7800-167 | 0 | 0.098522 | SUBURBS | 0 | 0 | 0 | 1 | Cond | 20 | 32.8084 | 1 | N | 0 |  | CIRC | ROAD | 0.7874 | Full | 0 | Other |  | 0.059055 | 0 | 25 | 0.013 | 0.17 | FIXED | 17.89 | PI7800-373 | 0 | 0 | 0 | 0 | 0 | 0 | 0 | 0 | 0 | 0 | 0 | [11 empty] | 205.7745
PI7800-45.1 |  |  | 0 | 0.059055 | 0 | 25 | 0.013 | 0 | 92.7098 | 54 | 45 | UNKN | Conduit | 54 | 1 |  | 0 | 107.6391 | 107.6391 | 0.0010764 | Estuary | 1 | FIXED | 17.46 | CC0901-3175 | 0 | 0.22222 | SUBURBS | 0 | 0 | 0 | 1 | Cond | 20 | 32.8084 | 1 | N | 0 |  | CIRC | ROAD | 0.7874 | Full | 0 | Other |  | 0.059055 | 0 | 25 | 0.013 | 0.43 | FIXED | 17.56 | PI7800-45 | 0 | 0 | 0 | 0 | 0 | 0 | 0 | 0 | 0 | 0 | 0 | [11 empty] | 45.2233
PI6604-275.1 |  |  | 0 | 0.059055 | 0 | 25 | 0.013 | 0 | 66.3426 | 36 | 274.9791 | UNKN | Conduit | 36 | 1 |  | 0 | 107.6391 | 107.6391 | 0.0010764 | Estuary | 0 | FIXED | 6.61 | PI6600-2362 | 0 | 0.98917 | SUBURBS | 0 | 0 | 0 | 1 | Cond | 20 | 32.8084 | 1 | N | 0 |  | CIRC | ROAD | 0.7874 | Full | 0 | Other |  | 0.059055 | 0 | 25 | 0.013 | 0.25 | FIXED | 9.33 | PI6604-275 | 0 | 0 | 0 | 0 | 0 | 0 | 0 | 0 | 0 | 0 | 0 | [11 empty] | 274.9782
PI6700-1398.2 |  |  | 0 | 0.059055 | 0 | 25 | 0.013 | 0 | 136.4403 | 36 | 50.1938 | UNKN | Conduit | 36 | 1 |  | 0 | 107.6391 | 107.6391 | 0.0010764 | Estuary | 0 | FIXED | 8.59 | PI6600-1738 | 0 | 4.1838 | SUBURBS | 0 | 0 | 0 | 2 | Cond | 20 | 32.8084 | 1 | N | 0 |  | CIRC | ROAD | 0.7874 | Full | 0 | Other |  | 0.059055 | 0 | 25 | 0.013 | 0.5 | FIXED | 10.69 | PI6700-1398 | 0 | 0 | 0 | 0 | 0 | 0 | 0 | 0 | 0 | 0 | 0 | [11 empty] | 50.194
PI5800-5750.1 |  |  | 0 | 0.059055 | 0 | 25 | 0.013 | 0 | 33.2992 | 36 | 425.359 | UNKN | Conduit | 36 | 1 |  | 0 | 107.6391 | 107.6391 | 0.0010764 | Estuary | 0 | FIXED | 55.16 | PI5800-5325 | 0 | 0.2492 | SUBURBS | 0 | 0 | 0 | 1 | Cond | 20 | 32.8084 | 1 | N | 0 |  | CIRC | ROAD | 0.7874 | Full | 0 | Other |  | 0.059055 | 0 | 25 | 0.013 | 0.17 | FIXED | 56.22 | PI5800-5750 | 0 | 0 | 0 | 0 | 0 | 0 | 0 | 0 | 0 | 0 | 0 | [11 empty] | 425.2833
PI5800-5981.1 |  |  | 0 | 0.059055 | 0 | 25 | 0.013 | 0 | 33.2992 | 36 | 231.0272 | UNKN | Conduit | 36 | 1 |  | 0 | 107.6391 | 107.6391 | 0.0010764 | Estuary | 0 | FIXED | 56.22 | PI5800-5750 | 0 | 0.2492 | SUBURBS | 0 | 0 | 0 | 1 | Cond | 20 | 32.8084 | 1 | N | 0 |  | CIRC | ROAD | 0.7874 | Full | 0 | Other |  | 0.059055 | 0 | 25 | 0.013 | 0.17 | FIXED | 56.7957 | PI5800-5981 | 0 | 0 | 0 | 0 | 0 | 0 | 0 | 0 | 0 | 0 | 0 | [11 empty] | 231.027
PI5800-6069.1 |  |  | 0 | 0.059055 | 0 | 25 | 0.013 | 0 | 33.2992 | 36 | 87.2389 | UNKN | Conduit | 36 | 1 |  | 0 | 107.6391 | 107.6391 | 0.0010764 | Estuary | 0 | FIXED | 56.8826 | PI5800-5981 | 0 | 0.2492 | SUBURBS | 0 | 0 | 0 | 1 | Cond | 20 | 32.8084 | 1 | N | 0 |  | CIRC | ROAD | 0.7874 | Full | 0 | Other |  | 0.059055 | 0 | 25 | 0.013 | 0.75 | FIXED | 57.1 | PI5800-6069 | 0 | 0 | 0 | 0 | 0 | 0 | 0 | 0 | 0 | 0 | 0 | [11 empty] | 87.2385
PI5800-6678.1 |  |  | 0 | 0.059055 | 0 | 25 | 0.013 | 0 | 32.6552 | 36 | 609.2071 | UNKN | Conduit | 36 | 1 |  | 0 | 107.6391 | 107.6391 | 0.0010764 | Estuary | 0 | FIXED | 57.1 | PI5800-6069 | 0 | 0.23966 | SUBURBS | 0 | 0 | 0 | 1 | Cond | 20 | 32.8084 | 1 | N | 0 |  | CIRC | ROAD | 0.7874 | Full | 0 | Other |  | 0.059055 | 0 | 25 | 0.013 | 0.75 | FIXED | 58.56 | PI5800-6678 | 0 | 0 | 0 | 0 | 0 | 0 | 0 | 0 | 0 | 0 | 0 | [11 empty] | 609.1598
PI7800-8035.1 |  |  | 0 | 0.059055 | 0 | 25 | 0.013 | 0 | 33.3534 | 36 | 203.9883 | UNKN | Conduit | 36 | 1 |  | 0 | 107.6391 | 107.6391 | 0.0010764 | Estuary | 0 | FIXED | 41.28 | PI7800-7831 | 0 | 0.25001 | SUBURBS | 0 | 0 | 0 | 1 | Cond | 20 | 32.8084 | 1 | N | 0 |  | CIRC | ROAD | 0.7874 | Full | 0 | Other |  | 0.059055 | 0 | 25 | 0.013 | 0.83 | FIXED | 41.79 | PI7800-8035 | 0 | 0 | 0 | 0 | 0 | 0 | 0 | 0 | 0 | 0 | 0 | [11 empty] | 203.9885
PI7800-7831.1 |  |  | 0 | 0.059055 | 0 | 25 | 0.013 | 0 | 23.5845 | 36 | 111.9933 | UNKN | Conduit | 36 | 1 |  | 0 | 107.6391 | 107.6391 | 0.0010764 | Estuary | 0 | FIXED | 41.14 | PI7800-7719 | 0 | 0.12501 | SUBURBS | 0 | 0 | 0 | 1 | Cond | 20 | 32.8084 | 1 | N | 0 |  | CIRC | ROAD | 0.7874 | Full | 0 | Other |  | 0.059055 | 0 | 25 | 0.013 | 0.17 | FIXED | 41.28 | PI7800-7831 | 0 | 0 | 0 | 0 | 0 | 0 | 0 | 0 | 0 | 0 | 0 | [11 empty] | 111.993
PI7800-7719.1 |  |  | 0 | 0.059055 | 0 | 25 | 0.013 | 0 | -10.4606 | 36 | 121.9909 | UNKN | Conduit | 36 | 1 |  | 0 | 107.6391 | 107.6391 | 0.0010764 | Estuary | 0 | FIXED | 41.17 | PI7800-7597 | 0 | -0.024592 | SUBURBS | 0 | 0 | 0 | 1 | Cond | 20 | 32.8084 | 1 | N | 0 |  | CIRC | ROAD | 0.7874 | Full | 0 | Other |  | 0.059055 | 0 | 25 | 0.013 | 0.17 | FIXED | 41.14 | PI7800-7719 | 0 | 0 | 0 | 0 | 0 | 0 | 0 | 0 | 0 | 0 | 0 | [11 empty] | 121.9903
PI9600-2331.1 |  |  | 0 | 0.059055 | 0 | 25 | 0.013 | 0 | 16.2679 | 36 | 67.2532 | UNKN | Conduit | 36 | 1 |  | 0 | 107.6391 | 107.6391 | 0.0010764 | Estuary | 0 | FIXED | 83.6 | PI9600-2264 | 0 | 0.059477 | SUBURBS | 0 | 0 | 0 | 1 | Cond | 20 | 32.8084 | 1 | N | 0 |  | CIRC | ROAD | 0.7874 | Full | 0 | Other |  | 0.059055 | 0 | 25 | 0.013 | 0.17 | FIXED | 83.64 | PI9600-2331 | 0 | 0 | 0 | 0 | 0 | 0 | 0 | 0 | 0 | 0 | 0 | [11 empty] | 67.2536
PI9600-2264.1 |  |  | 0 | 0.059055 | 0 | 25 | 0.013 | 0 | 14.1787 | 36 | 132.7996 | UNKN | Conduit | 36 | 1 |  | 0 | 107.6391 | 107.6391 | 0.0010764 | Estuary | 0 | FIXED | 83.54 | PI9600-2131 | 0 | 0.045181 | SUBURBS | 0 | 0 | 0 | 1 | Cond | 20 | 32.8084 | 1 | N | 0 |  | CIRC | ROAD | 0.7874 | Full | 0 | Other |  | 0.059055 | 0 | 25 | 0.013 | 0.17 | FIXED | 83.6 | PI9600-2264 | 0 | 0 | 0 | 0 | 0 | 0 | 0 | 0 | 0 | 0 | 0 | [11 empty] | 132.7993
PI9000-7505.1 |  |  | 0 | 0.059055 | 0 | 25 | 0.013 | 0 | 31.6961 | 36 | 184.8292 | UNKN | Conduit | 36 | 1 |  | 0 | 107.6391 | 107.6391 | 0.0010764 | Estuary | 0 | FIXED | 61.4985 | PI9000-7320 | 0 | 0.22578 | SUBURBS | 0 | 0 | 0 | 1 | Cond | 20 | 32.8084 | 1 | N | 0 |  | CIRC | ROAD | 0.7874 | Full | 0 | Other |  | 0.059055 | 0 | 25 | 0.013 | 0.17 | FIXED | 61.9158 | PI9000-7505 | 0 | 0 | 0 | 0 | 0 | 0 | 0 | 0 | 0 | 0 | 0 | [11 empty] | 184.8285
PI9006-282.1 |  |  | 0 | 0.059055 | 0 | 25 | 0.013 | 0 | 64.1716 | 36 | 81.0069 | UNKN | Conduit | 36 | 1 |  | 0 | 107.6391 | 107.6391 | 0.0010764 | Estuary | 0 | FIXED | 67.5063 | PI9006-201 | 0 | 0.92548 | SUBURBS | 0 | 0 | 0 | 1 | Cond | 20 | 32.8084 | 1 | N | 0 |  | CIRC | ROAD | 0.7874 | Full | 0 | Other |  | 0.059055 | 0 | 25 | 0.013 | 0.5 | FIXED | 68.256 | PI9006-282 | 0 | 0 | 0 | 0 | 0 | 0 | 0 | 0 | 0 | 0 | 0 | [11 empty] | 81.0075
PI7700-7323.1 |  |  | 0 | 0.059055 | 0 | 25 | 0.013 | 0 | 48.1595 | 36 | 223.9796 | UNKN | Conduit | 36 | 1 |  | 0 | 107.6391 | 107.6391 | 0.0010764 | Estuary | 0 | FIXED | 42.3112 | PI7700-7099 | 0 | 0.52125 | SUBURBS | 0 | 0 | 0 | 1 | Cond | 20 | 32.8084 | 1 | N | 0 |  | CIRC | ROAD | 0.7874 | Full | 0 | Other |  | 0.059055 | 0 | 25 | 0.013 | 0.75 | FIXED | 43.4787 | PI7700-7323 | 0 | 0 | 0 | 0 | 0 | 0 | 0 | 0 | 0 | 0 | 0 | [11 empty] | 223.9793
PI8200-0.1 |  |  | 0 | 0.059055 | 0 | 25 | 0.013 | 0 | 62.1916 | 54 | 40 | UNKN | Conduit | 54 | 1 |  | 0 | 107.6391 | 107.6391 | 0.0010764 | Estuary | 0 | FIXED | 18.12 | PI7800-373 | 0 | 0.1 | SUBURBS | 0 | 0 | 0 | 1 | Cond | 20 | 32.8084 | 1 | N | 0 |  | CIRC | ROAD | 0.7874 | Full | 0 | Other |  | 0.059055 | 0 | 25 | 0.013 | 0.18 | FIXED | 18.16 | PI8200-0 | 0 | 0 | 0 | 0 | 0 | 0 | 0 | 0 | 0 | 0 | 0 | [11 empty] | 263.3182
PI9601-167.1 |  |  | 0 | 0.059055 | 0 | 25 | 0.013 | 0 | 36.4778 | 36 | 167.1972 | UNKN | Conduit | 36 | 1 |  | 0 | 107.6391 | 107.6391 | 0.0010764 | Estuary | 0 | FIXED | 84.07 | PI9600-1761 | 0 | 0.29905 | SUBURBS | 0 | 0 | 0 | 1 | Cond | 20 | 32.8084 | 1 | N | 0 |  | CIRC | ROAD | 0.7874 | Full | 0 | Other |  | 0.059055 | 0 | 25 | 0.013 | 0.17 | FIXED | 84.57 | PI9601-167 | 0 | 0 | 0 | 0 | 0 | 0 | 0 | 0 | 0 | 0 | 0 | [11 empty] | 167.1582
PI9601-350.1 |  |  | 0 | 0.059055 | 0 | 25 | 0.013 | 0 | 33.454 | 36 | 182.8855 | UNKN | Conduit | 36 | 1 |  | 0 | 107.6391 | 107.6391 | 0.0010764 | Estuary | 0 | FIXED | 84.57 | PI9601-167 | 0 | 0.25152 | SUBURBS | 0 | 0 | 0 | 1 | Cond | 20 | 32.8084 | 1 | N | 0 |  | CIRC | ROAD | 0.7874 | Full | 0 | Other |  | 0.059055 | 0 | 25 | 0.013 | 0.25 | FIXED | 85.03 | PI9601-350 | 0 | 0 | 0 | 0 | 0 | 0 | 0 | 0 | 0 | 0 | 0 | [11 empty] | 182.8497
PI0700-2604.1 |  |  | 0 | 0.059055 | 0 | 25 | 0.013 | 0 | 32.8425 | 36 | 20.626 | UNKN | Conduit | 36 | 1 |  | 0 | 107.6391 | 107.6391 | 0.0010764 | Estuary | 0 | FIXED | 45.4 | PI0700-2584 | 0 | 0.24241 | SUBURBS | 0 | 0 | 0 | 1 | Cond | 20 | 32.8084 | 1 | N | 0 |  | CIRC | ROAD | 0.7874 | Full | 0 | Other |  | 0.059055 | 0 | 25 | 0.013 | 0.17 | FIXED | 45.45 | PI0700-2604 | 0 | 0 | 0 | 0 | 0 | 0 | 0 | 0 | 0 | 0 | 0 | [11 empty] | 20.6253
PI0700-3471.1 |  |  | 0 | 0.059055 | 0 | 25 | 0.013 | 0 | 59.9829 | 36 | 255.9954 | UNKN | Conduit | 36 | 1 |  | 0 | 107.6391 | 107.6391 | 0.0010764 | Estuary | 0 | FIXED | 47.74 | PI0700-3215 | 0 | 0.80861 | SUBURBS | 0 | 0 | 0 | 1 | Cond | 20 | 32.8084 | 1 | N | 0 |  | CIRC | ROAD | 0.7874 | Full | 0 | Other |  | 0.059055 | 0 | 25 | 0.013 | 0.17 | FIXED | 49.81 | PI0700-3471 | 0 | 0 | 0 | 0 | 0 | 0 | 0 | 0 | 0 | 0 | 0 | [11 empty] | 255.9944
PI0700-3215.1 |  |  | 0 | 0.059055 | 0 | 25 | 0.013 | 0 | 40.6237 | 36 | 250.7499 | UNKN | Conduit | 36 | 1 |  | 0 | 107.6391 | 107.6391 | 0.0010764 | Estuary | 0 | FIXED | 46.81 | PI0700-2964 | 0 | 0.37089 | SUBURBS | 0 | 0 | 0 | 1 | Cond | 20 | 32.8084 | 1 | N | 0 |  | CIRC | ROAD | 0.7874 | Full | 0 | Other |  | 0.059055 | 0 | 25 | 0.013 | 0.17 | FIXED | 47.74 | PI0700-3215 | 0 | 0 | 0 | 0 | 0 | 0 | 0 | 0 | 0 | 0 | 0 | [11 empty] | 250.7493
PI0700-3629.1 |  |  | 0 | 0.059055 | 0 | 25 | 0.013 | 0 | 33.5237 | 36 | 158.3695 | UNKN | Conduit | 36 | 1 |  | 0 | 107.6391 | 107.6391 | 0.0010764 | Estuary | 0 | FIXED | 49.81 | PI0700-3471 | 0 | 0.25257 | SUBURBS | 0 | 0 | 0 | 1 | Cond | 20 | 32.8084 | 1 | N | 0 |  | CIRC | ROAD | 0.7874 | Full | 0 | Other |  | 0.059055 | 0 | 25 | 0.013 | 0.5 | FIXED | 50.21 | PI0700-3629 | 0 | 0 | 0 | 0 | 0 | 0 | 0 | 0 | 0 | 0 | 0 | [11 empty] | 158.37
PI0700-2507.1 |  |  | 0 | 0.059055 | 0 | 25 | 0.013 | 0 | 30.506 | 36 | 459.0059 | UNKN | Conduit | 36 | 1 |  | 0 | 107.6391 | 107.6391 | 0.0010764 | Estuary | 0 | FIXED | 44.16 | PI0700-2048 | 0 | 0.20915 | SUBURBS | 0 | 0 | 0 | 1 | Cond | 20 | 32.8084 | 1 | N | 0 |  | CIRC | ROAD | 0.7874 | Full | 0 | Other |  | 0.059055 | 0 | 25 | 0.013 | 0.75 | FIXED | 45.12 | PI0700-2507 | 0 | 0 | 0 | 0 | 0 | 0 | 0 | 0 | 0 | 0 | 0 | [11 empty] | 459.0047
PI5800-9043.1 |  |  | 0 | 0.059055 | 0 | 25 | 0.013 | 0 | 54.2558 | 36 | 663.5731 | UNKN | Conduit | 36 | 1 |  | 0 | 107.6391 | 107.6391 | 0.0010764 | Estuary | 0 | FIXED | 77.2 | PI5800-8380 | 0 | 0.66157 | SUBURBS | 0 | 0 | 0 | 1 | Cond | 20 | 32.8084 | 1 | N | 0 |  | CIRC | ROAD | 0.7874 | Full | 0 | Other |  | 0.059055 | 0 | 25 | 0.013 | 0.17 | FIXED | 81.59 | PI5800-9043 | 0 | 0 | 0 | 0 | 0 | 0 | 0 | 0 | 0 | 0 | 0 | [11 empty] | 663.5368
PI5800-9509.1 |  |  | 0 | 0.059055 | 0 | 25 | 0.013 | 0 | 51.5146 | 36 | 466.1231 | UNKN | Conduit | 36 | 1 |  | 0 | 107.6391 | 107.6391 | 0.0010764 | Estuary | 0 | FIXED | 81.59 | PI5800-9043 | 0 | 0.59641 | SUBURBS | 0 | 0 | 0 | 1 | Cond | 20 | 32.8084 | 1 | N | 0 |  | CIRC | ROAD | 0.7874 | Full | 0 | Other |  | 0.059055 | 0 | 25 | 0.013 | 0.26 | FIXED | 84.37 | PI5800-9509 | 0 | 0 | 0 | 0 | 0 | 0 | 0 | 0 | 0 | 0 | 0 | [11 empty] | 466.0447
PI5800-8380.1 |  |  | 0 | 0.059055 | 0 | 25 | 0.013 | 0 | 42.058 | 36 | 279.2172 | UNKN | Conduit | 36 | 1 |  | 0 | 107.6391 | 107.6391 | 0.0010764 | Estuary | 0 | FIXED | 76.09 | PI5800-8100 | 0 | 0.39754 | SUBURBS | 0 | 0 | 0 | 1 | Cond | 20 | 32.8084 | 1 | N | 0 |  | CIRC | ROAD | 0.7874 | Full | 0 | Other |  | 0.059055 | 0 | 25 | 0.013 | 0.17 | FIXED | 77.2 | PI5800-8380 | 0 | 0 | 0 | 0 | 0 | 0 | 0 | 0 | 0 | 0 | 0 | [11 empty] | 279.1674
PI5800-8100.1 |  |  | 0 | 0.059055 | 0 | 25 | 0.013 | 0 | 95.6179 | 36 | 478.8874 | UNKN | Conduit | 36 | 1 |  | 0 | 107.6391 | 107.6391 | 0.0010764 | Estuary | 0 | FIXED | 66.25 | PI5800-7621 | 0 | 2.0548 | SUBURBS | 0 | 0 | 0 | 1 | Cond | 20 | 32.8084 | 1 | N | 0 |  | CIRC | ROAD | 0.7874 | Full | 0 | Other |  | 0.059055 | 0 | 25 | 0.013 | 0.17 | FIXED | 76.09 | PI5800-8100 | 0 | 0 | 0 | 0 | 0 | 0 | 0 | 0 | 0 | 0 | 0 | [11 empty] | 478.8207
PI0700-2552.1 |  |  | 0 | 0.059055 | 0 | 25 | 0.013 | 0 | 32.8881 | 36 | 45.2513 | UNKN | Conduit | 36 | 1 |  | 0 | 107.6391 | 107.6391 | 0.0010764 | Estuary | 0 | FIXED | 45.12 | PI0700-2507 | 0 | 0.24309 | SUBURBS | 0 | 0 | 0 | 1 | Cond | 20 | 32.8084 | 1 | N | 0 |  | CIRC | ROAD | 0.7874 | Full | 0 | Other |  | 0.059055 | 0 | 25 | 0.013 | 0.17 | FIXED | 45.23 | PI0700-2552 | 0 | 0 | 0 | 0 | 0 | 0 | 0 | 0 | 0 | 0 | 0 | [11 empty] | 45.2514
PI0700-2584.1 |  |  | 0 | 0.059055 | 0 | 25 | 0.013 | 0 | 49.0192 | 36 | 31.4798 | UNKN | Conduit | 36 | 1 |  | 0 | 107.6391 | 107.6391 | 0.0010764 | Estuary | 0 | FIXED | 45.23 | PI0700-2552 | 0 | 0.54003 | SUBURBS | 0 | 0 | 0 | 1 | Cond | 20 | 32.8084 | 1 | N | 0 |  | CIRC | ROAD | 0.7874 | Full | 0 | Other |  | 0.059055 | 0 | 25 | 0.013 | 0.2 | FIXED | 45.4 | PI0700-2584 | 0 | 0 | 0 | 0 | 0 | 0 | 0 | 0 | 0 | 0 | 0 | [11 empty] | 31.4799
PI5800-6934.1 |  |  | 0 | 0.059055 | 0 | 25 | 0.013 | 0 | 43.7202 | 36 | 256.0622 | UNKN | Conduit | 36 | 1 |  | 0 | 107.6391 | 107.6391 | 0.0010764 | Estuary | 0 | FIXED | 58.56 | PI5800-6678 | 0 | 0.42958 | SUBURBS | 0 | 0 | 0 | 1 | Cond | 20 | 32.8084 | 1 | N | 0 |  | CIRC | ROAD | 0.7874 | Full | 0 | Other |  | 0.059055 | 0 | 25 | 0.013 | 0.17 | FIXED | 59.66 | PI5800-6934 | 0 | 0 | 0 | 0 | 0 | 0 | 0 | 0 | 0 | 0 | 0 | [11 empty] | 256.0622
PI5800-7230.1 |  |  | 0 | 0.059055 | 0 | 25 | 0.013 | 0 | -36.1915 | 36 | 462.0004 | UNKN | Conduit | 36 | 1 |  | 0 | 107.6391 | 107.6391 | 0.0010764 | Estuary | 0 | FIXED | 59.66 | PI5800-6934 | 0 | -0.29437 | SUBURBS | 0 | 0 | 0 | 1 | Cond | 20 | 32.8084 | 1 | N | 0 |  | CIRC | ROAD | 0.7874 | Full | 0 | Other |  | 0.059055 | 0 | 25 | 0.013 | 0.17 | FIXED | 58.3 | PI5800-7230 | 0 | 0 | 0 | 0 | 0 | 0 | 0 | 0 | 0 | 0 | 0 | [11 empty] | 295.9964
PI7800-6525.1 |  |  | 0 | 0.059055 | 0 | 25 | 0.013 | 0 | 21.3634 | 36 | 155.9891 | UNKN | Conduit | 36 | 1 |  | 0 | 107.6391 | 107.6391 | 0.0010764 | Estuary | 0 | FIXED | 39.55 | PI7800-6369 | 0 | 0.10257 | SUBURBS | 0 | 0 | 0 | 1 | Cond | 20 | 32.8084 | 1 | N | 0 |  | CIRC | ROAD | 0.7874 | Full | 0 | Other |  | 0.059055 | 0 | 25 | 0.013 | 0.17 | FIXED | 39.71 | PI7800-6525 | 0 | 0 | 0 | 0 | 0 | 0 | 0 | 0 | 0 | 0 | 0 | [11 empty] | 155.9891
PI1200-462.1 |  |  | 0 | 0.059055 | 0 | 25 | 0.013 | 0 | 54.4717 | 36 | 186.3265 | UNKN | Conduit | 36 | 1 |  | 0 | 107.6391 | 107.6391 | 0.0010764 | Estuary | 0 | FIXED | 17.7591 | PI1200-275 | 0 | 0.66685 | SUBURBS | 0 | 0 | 0 | 1 | Cond | 20 | 32.8084 | 1 | N | 0 |  | CIRC | ROAD | 0.7874 | Full | 0 | Other |  | 0.059055 | 0 | 25 | 0.013 | 0.27 | FIXED | 19.0016 | PI1200-462 | 0 | 0 | 0 | 0 | 0 | 0 | 0 | 0 | 0 | 0 | 0 | [11 empty] | 186.3257
PI1100-375.1 |  |  | 0 | 0.059055 | 0 | 25 | 0.013 | 0 | -44.0993 | 36 | 375.2295 | UNKN | Conduit | 36 | 1 |  | 0 | 107.6391 | 107.6391 | 0.0010764 | Estuary | 0 | FIXED | 18.76 | PI0800-9800 | 0 | -0.43707 | SUBURBS | 0 | 0 | 0 | 1 | Cond | 20 | 32.8084 | 1 | N | 0 |  | CIRC | ROAD | 0.7874 | Full | 0 | Other |  | 0.059055 | 0 | 25 | 0.013 | 0.25 | FIXED | 17.12 | PI1100-375 | 0 | 0 | 0 | 0 | 0 | 0 | 0 | 0 | 0 | 0 | 0 | [11 empty] | 375.2289
PI2600-105.1 |  |  | 0 | 0.059055 | 0 | 25 | 0.013 | 0 | 36.7028 | 36 | 110.9834 | UNKN | Conduit | 36 | 1 |  | 0 | 107.6391 | 107.6391 | 0.0010764 | Estuary | 1 | FIXED | 37.704 | CC0300-1316 | 0 | 0.30275 | SUBURBS | 0 | 0 | 0 | 1 | Cond | 20 | 32.8084 | 1 | N | 0 |  | CIRC | ROAD | 0.7874 | Full | 0 | Other |  | 0.059055 | 0 | 25 | 0.013 | 0.17 | FIXED | 38.04 | PI2600-105 | 0 | 0 | 0 | 0 | 0 | 0 | 0 | 0 | 0 | 0 | 0 | [11 empty] | 294.5027
PI2600-657.1 |  |  | 0 | 0.059055 | 0 | 25 | 0.013 | 0 | -40.0378 | 36 | 552.3693 | UNKN | Conduit | 36 | 1 |  | 0 | 107.6391 | 107.6391 | 0.0010764 | Estuary | 0 | FIXED | 38.04 | PI2600-105 | 0 | -0.36027 | SUBURBS | 0 | 0 | 0 | 1 | Cond | 20 | 32.8084 | 1 | N | 0 |  | CIRC | ROAD | 0.7874 | Full | 0 | Other |  | 0.059055 | 0 | 25 | 0.013 | 0.19 | FIXED | 36.05 | PI2600-657 | 0 | 0 | 0 | 0 | 0 | 0 | 0 | 0 | 0 | 0 | 0 | [11 empty] | 552.3685
PI2600-803.1 |  |  | 0 | 0.059055 | 0 | 25 | 0.013 | 0 | 21.3789 | 36 | 146.0283 | UNKN | Conduit | 36 | 1 |  | 0 | 107.6391 | 107.6391 | 0.0010764 | Estuary | 0 | FIXED | 36.05 | PI2600-657 | 0 | 0.10272 | SUBURBS | 0 | 0 | 0 | 1 | Cond | 20 | 32.8084 | 1 | N | 0 |  | CIRC | ROAD | 0.7874 | Full | 0 | Other |  | 0.059055 | 0 | 25 | 0.013 | 0.19 | FIXED | 36.2 | PI2600-803 | 0 | 0 | 0 | 0 | 0 | 0 | 0 | 0 | 0 | 0 | 0 | [11 empty] | 146.0279
PI2600-1193.1 |  |  | 0 | 0.059055 | 0 | 25 | 0.013 | 0 | 33.2884 | 36 | 389.4944 | UNKN | Conduit | 36 | 1 |  | 0 | 107.6391 | 107.6391 | 0.0010764 | Estuary | 0 | FIXED | 36.2 | PI2600-803 | 0 | 0.24904 | SUBURBS | 0 | 0 | 0 | 1 | Cond | 20 | 32.8084 | 1 | N | 0 |  | CIRC | ROAD | 0.7874 | Full | 0 | Other |  | 0.059055 | 0 | 25 | 0.013 | 0.83 | FIXED | 37.17 | PI2600-1193 | 0 | 0 | 0 | 0 | 0 | 0 | 0 | 0 | 0 | 0 | 0 | [11 empty] | 389.4937
PI7800-7597.1 |  |  | 0 | 0.059055 | 0 | 25 | 0.013 | 0 | 28.6172 | 36 | 456.3952 | UNKN | Conduit | 36 | 1 |  | 0 | 107.6391 | 107.6391 | 0.0010764 | Estuary | 0 | FIXED | 40.33 | PI7800-7141 | 0 | 0.18405 | SUBURBS | 0 | 0 | 0 | 1 | Cond | 20 | 32.8084 | 1 | N | 0 |  | CIRC | ROAD | 0.7874 | Full | 0 | Other |  | 0.059055 | 0 | 25 | 0.013 | 0.17 | FIXED | 41.17 | PI7800-7597 | 0 | 0 | 0 | 0 | 0 | 0 | 0 | 0 | 0 | 0 | 0 | [11 empty] | 456.3942
PI7800-7141.1 |  |  | 0 | 0.059055 | 0 | 25 | 0.013 | 0 | 17.9906 | 36 | 27.4951 | UNKN | Conduit | 36 | 1 |  | 0 | 107.6391 | 107.6391 | 0.0010764 | Estuary | 0 | FIXED | 40.31 | PI7800-7113 | 0 | 0.07274 | SUBURBS | 0 | 0 | 0 | 1 | Cond | 20 | 32.8084 | 1 | N | 0 |  | CIRC | ROAD | 0.7874 | Full | 0 | Other |  | 0.059055 | 0 | 25 | 0.013 | 0.17 | FIXED | 40.33 | PI7800-7141 | 0 | 0 | 0 | 0 | 0 | 0 | 0 | 0 | 0 | 0 | 0 | [11 empty] | 27.4947
PI7800-6703.1 |  |  | 0 | 0.059055 | 0 | 25 | 0.013 | 0 | 33.1956 | 36 | 177.6675 | UNKN | Conduit | 36 | 1 |  | 0 | 107.6391 | 107.6391 | 0.0010764 | Estuary | 0 | FIXED | 39.71 | PI7800-6525 | 0 | 0.24765 | SUBURBS | 0 | 0 | 0 | 1 | Cond | 20 | 32.8084 | 1 | N | 0 |  | CIRC | ROAD | 0.7874 | Full | 0 | Other |  | 0.059055 | 0 | 25 | 0.013 | 0.17 | FIXED | 40.15 | PI7800-6703 | 0 | 0 | 0 | 0 | 0 | 0 | 0 | 0 | 0 | 0 | 0 | [11 empty] | 177.6678
PI5200-83.1 |  |  | 0 | 0.059055 | 0 | 25 | 0.013 | 0 | 71.4555 | 36 | 82.7881 | UNKN | Conduit | 36 | 1 |  | 0 | 107.6391 | 107.6391 | 0.0010764 | Estuary | 1 | FIXED | 122 | CC0300-18144 | 0 | 1.1475 | SUBURBS | 0 | 0 | 0 | 1 | Cond | 20 | 32.8084 | 1 | N | 0 |  | CIRC | ROAD | 0.7874 | Full | 0 | Other |  | 0.059055 | 0 | 25 | 0.013 | 0.83 | FIXED | 122.95 | PI5200-83 | 0 | 0 | 0 | 0 | 0 | 0 | 0 | 0 | 0 | 0 | 0 | [11 empty] | 82.788
PI7800-7113.1 |  |  | 0 | 0.059055 | 0 | 25 | 0.013 | 0 | 13.1716 | 36 | 410.3517 | UNKN | Conduit | 36 | 1 |  | 0 | 107.6391 | 107.6391 | 0.0010764 | Estuary | 0 | FIXED | 40.15 | PI7800-6703 | 0 | 0.038991 | SUBURBS | 0 | 0 | 0 | 1 | Cond | 20 | 32.8084 | 1 | N | 0 |  | CIRC | ROAD | 0.7874 | Full | 0 | Other |  | 0.059055 | 0 | 25 | 0.013 | 0.17 | FIXED | 40.31 | PI7800-7113 | 0 | 0 | 0 | 0 | 0 | 0 | 0 | 0 | 0 | 0 | 0 | [11 empty] | 410.351
PI7716-213.1 |  |  | 0 | 0.059055 | 0 | 25 | 0.013 | 0 | 45.8883 | 36 | 213.4197 | UNKN | Conduit | 36 | 1 |  | 0 | 107.6391 | 107.6391 | 0.0010764 | Estuary | 0 | FIXED | 49.28 | PI7700-8992 | 0 | 0.47325 | SUBURBS | 0 | 0 | 0 | 1 | Cond | 20 | 32.8084 | 1 | N | 0 |  | CIRC | ROAD | 0.7874 | Full | 0 | Other |  | 0.059055 | 0 | 25 | 0.013 | 0.5 | FIXED | 50.29 | PI7716-213 | 0 | 0 | 0 | 0 | 0 | 0 | 0 | 0 | 0 | 0 | 0 | [11 empty] | 213.4192
PI7700-8427.1 |  |  | 0 | 0.059055 | 0 | 25 | 0.013 | 0 | 33.2975 | 36 | 405.3352 | UNKN | Conduit | 36 | 1 |  | 0 | 107.6391 | 107.6391 | 0.0010764 | Estuary | 0 | FIXED | 45.79 | PI7700-8021 | 0 | 0.24918 | SUBURBS | 0 | 0 | 0 | 1 | Cond | 20 | 32.8084 | 1 | N | 0 |  | CIRC | ROAD | 0.7874 | Full | 0 | Other |  | 0.059055 | 0 | 25 | 0.013 | 0.75 | FIXED | 46.8 | PI7700-8427 | 0 | 0 | 0 | 0 | 0 | 0 | 0 | 0 | 0 | 0 | 0 | [11 empty] | 405.334
PI7700-8756.1 |  |  | 0 | 0.059055 | 0 | 25 | 0.013 | 0 | 46.3517 | 36 | 329.2928 | UNKN | Conduit | 36 | 1 |  | 0 | 107.6391 | 107.6391 | 0.0010764 | Estuary | 0 | FIXED | 46.8 | PI7700-8427 | 0 | 0.48285 | SUBURBS | 0 | 0 | 0 | 1 | Cond | 20 | 32.8084 | 1 | N | 0 |  | CIRC | ROAD | 0.7874 | Full | 0 | Other |  | 0.059055 | 0 | 25 | 0.013 | 0.17 | FIXED | 48.39 | PI7700-8756 | 0 | 0 | 0 | 0 | 0 | 0 | 0 | 0 | 0 | 0 | 0 | [11 empty] | 329.2929
PI7700-7624.1 |  |  | 0 | 0.059055 | 0 | 25 | 0.013 | 0 | 48.1595 | 36 | 300.9061 | UNKN | Conduit | 36 | 1 |  | 0 | 107.6391 | 107.6391 | 0.0010764 | Estuary | 0 | FIXED | 43.4787 | PI7700-7323 | 0 | 0.52125 | SUBURBS | 0 | 0 | 0 | 1 | Cond | 20 | 32.8084 | 1 | N | 0 |  | CIRC | ROAD | 0.7874 | Full | 0 | Other |  | 0.059055 | 0 | 25 | 0.013 | 0.18 | FIXED | 45.0471 | PI7700-7624 | 0 | 0 | 0 | 0 | 0 | 0 | 0 | 0 | 0 | 0 | 0 | [11 empty] | 300.9058
PI7700-8992.1 |  |  | 0 | 0.059055 | 0 | 25 | 0.013 | 0 | 40.9798 | 36 | 235.8125 | UNKN | Conduit | 36 | 1 |  | 0 | 107.6391 | 107.6391 | 0.0010764 | Estuary | 0 | FIXED | 48.39 | PI7700-8756 | 0 | 0.37742 | SUBURBS | 0 | 0 | 0 | 1 | Cond | 20 | 32.8084 | 1 | N | 0 |  | CIRC | ROAD | 0.7874 | Full | 0 | Other |  | 0.059055 | 0 | 25 | 0.013 | 0.17 | FIXED | 49.28 | PI7700-8992 | 0 | 0 | 0 | 0 | 0 | 0 | 0 | 0 | 0 | 0 | 0 | [11 empty] | 235.8121
PI7700-8021.1 |  |  | 0 | 0.059055 | 0 | 25 | 0.013 | 0 | 28.8588 | 36 | 396.8894 | UNKN | Conduit | 36 | 1 |  | 0 | 107.6391 | 107.6391 | 0.0010764 | Estuary | 0 | FIXED | 45.0471 | PI7700-7624 | 0 | 0.18717 | SUBURBS | 0 | 0 | 0 | 1 | Cond | 20 | 32.8084 | 1 | N | 0 |  | CIRC | ROAD | 0.7874 | Full | 0 | Other |  | 0.059055 | 0 | 25 | 0.013 | 0.21 | FIXED | 45.79 | PI7700-8021 | 0 | 0 | 0 | 0 | 0 | 0 | 0 | 0 | 0 | 0 | 0 | [11 empty] | 396.8884
PI4200-3579.1 |  |  | 0 | 0.059055 | 0 | 25 | 0.013 | 0 | 33.2897 | 36 | 285.0715 | UNKN | Conduit | 36 | 1 |  | 0 | 107.6391 | 107.6391 | 0.0010764 | Estuary | 0 | FIXED | 76.21 | PI4200-3294 | 0 | 0.24906 | SUBURBS | 0 | 0 | 0 | 1 | Cond | 20 | 32.8084 | 1 | N | 0 |  | CIRC | ROAD | 0.7874 | Full | 0 | Other |  | 0.059055 | 0 | 25 | 0.013 | 0.25 | FIXED | 76.92 | PI4200-3579 | 0 | 0 | 0 | 0 | 0 | 0 | 0 | 0 | 0 | 0 | 0 | [11 empty] | 285.0205
PI7700-7099.1 |  |  | 0 | 0.059055 | 0 | 25 | 0.013 | 0 | 59.6181 | 39 | 239.0468 | UNKN | Conduit | 39 | 1 |  | 0 | 107.6391 | 107.6391 | 0.0010764 | Estuary | 0 | FIXED | 41.0651 | PI7700-6860 | 0 | 0.52125 | SUBURBS | 0 | 0 | 0 | 1 | Cond | 20 | 32.8084 | 1 | N | 0 |  | CIRC | ROAD | 0.7874 | Full | 0 | Other |  | 0.059055 | 0 | 25 | 0.013 | 0.82 | FIXED | 42.3112 | PI7700-7099 | 0 | 0 | 0 | 0 | 0 | 0 | 0 | 0 | 0 | 0 | 0 | [11 empty] | 239.0466
PI7700-6450.1 |  |  | 0 | 0.059055 | 0 | 25 | 0.013 | 0 | -231.6944 | 48 | 29.9857 | UNKN | Conduit | 48 | 1 |  | 0 | 107.6391 | 107.6391 | 0.0010764 | Estuary | 0 | FIXED | 40.28 | PI7700-5971 | 0 | -2.6012 | SUBURBS | 0 | 0 | 0 | 1 | Cond | 20 | 32.8084 | 1 | N | 0 |  | CIRC | ROAD | 0.7874 | Full | 0 | Other |  | 0.059055 | 0 | 25 | 0.013 | 0.25 | FIXED | 39.5 | PI7700-6450 | 0 | 0 | 0 | 0 | 0 | 0 | 0 | 0 | 0 | 0 | 0 | [11 empty] | 478.9665
PI7700-6860.1 |  |  | 0 | 0.059055 | 0 | 25 | 0.013 | 0 | 59.6181 | 39 | 150.132 | UNKN | Conduit | 39 | 1 |  | 0 | 107.6391 | 107.6391 | 0.0010764 | Estuary | 0 | FIXED | 40.2826 | PI7700-6606 | 0 | 0.52125 | SUBURBS | 0 | 0 | 0 | 1 | Cond | 20 | 32.8084 | 1 | N | 0 |  | CIRC | ROAD | 0.7874 | Full | 0 | Other |  | 0.059055 | 0 | 25 | 0.013 | 0.17 | FIXED | 41.0651 | PI7700-6860 | 0 | 0 | 0 | 0 | 0 | 0 | 0 | 0 | 0 | 0 | 0 | [11 empty] | 253.9581
PI5800-5299.1 |  |  | 0 | 0.059055 | 0 | 25 | 0.013 | 0 | 32.3237 | 42 | 1085.2648 | UNKN | Conduit | 42 | 1 |  | 0 | 107.6391 | 107.6391 | 0.0010764 | Estuary | 0 | FIXED | 53.97 | PI5800-4733 | 0 | 0.1032 | SUBURBS | 0 | 0 | 0 | 1 | Cond | 20 | 32.8084 | 1 | N | 0 |  | CIRC | ROAD | 0.7874 | Full | 0 | Other |  | 0.059055 | 0 | 25 | 0.013 | 0.29 | FIXED | 55.09 | PI5800-5299 | 0 | 0 | 0 | 0 | 0 | 0 | 0 | 0 | 0 | 0 | 0 | [11 empty] | 565.1087
PI9000-9584.1 |  |  | 0 | 0.059055 | 0 | 25 | 0.013 | 0 | 31.6961 | 36 | 235.0257 | UNKN | Conduit | 36 | 1 |  | 0 | 107.6391 | 107.6391 | 0.0010764 | Estuary | 0 | FIXED | 66.0793 | PI9000-9349 | 0 | 0.22578 | SUBURBS | 0 | 0 | 0 | 1 | Cond | 20 | 32.8084 | 1 | N | 0 |  | CIRC | ROAD | 0.7874 | Full | 0 | Other |  | 0.059055 | 0 | 25 | 0.013 | 0.5 | FIXED | 66.61 | PI9000-9584 | 0 | 0 | 0 | 0 | 0 | 0 | 0 | 0 | 0 | 0 | 0 | [11 empty] | 235.0251
PI5400-3192.1 |  |  | 0 | 0.059055 | 0 | 25 | 0.013 | 0 | 67.9541 | 42 | 295.9801 | UNKN | Conduit | 42 | 1 |  | 0 | 107.6391 | 107.6391 | 0.0010764 | Estuary | 0 | FIXED | 102.2 | PI5400-2896 | 0 | 0.45611 | SUBURBS | 0 | 0 | 0 | 1 | Cond | 20 | 32.8084 | 1 | N | 0 |  | CIRC | ROAD | 0.7874 | Full | 0 | Other |  | 0.059055 | 0 | 25 | 0.013 | 0.17 | FIXED | 103.55 | PI5400-3192 | 0 | 0 | 0 | 0 | 0 | 0 | 0 | 0 | 0 | 0 | 0 | [11 empty] | 295.9798
PI5400-2896.1 |  |  | 0 | 0.059055 | 0 | 25 | 0.013 | 0 | -40.7771 | 42 | 255.7265 | UNKN | Conduit | 42 | 1 |  | 0 | 107.6391 | 107.6391 | 0.0010764 | Estuary | 0 | FIXED | 102.62 | PI5400-2640 | 0 | -0.16424 | SUBURBS | 0 | 0 | 0 | 1 | Cond | 20 | 32.8084 | 1 | N | 0 |  | CIRC | ROAD | 0.7874 | Full | 0 | Other |  | 0.059055 | 0 | 25 | 0.013 | 0.17 | FIXED | 102.2 | PI5400-2896 | 0 | 0 | 0 | 0 | 0 | 0 | 0 | 0 | 0 | 0 | 0 | [11 empty] | 255.7264
PI6900-1842.1 |  |  | 0 | 0.059055 | 0 | 25 | 0.013 | 0 | 26.9287 | 42 | 390.9193 | UNKN | Conduit | 42 | 1 |  | 0 | 107.6391 | 107.6391 | 0.0010764 | Estuary | 0 | FIXED | 11 | PI6900-1451 | 0 | 0.071626 | SUBURBS | 0 | 0 | 0 | 1 | Cond | 20 | 32.8084 | 1 | N | 0 |  | CIRC | ROAD | 0.7874 | Full | 0 | Other |  | 0.059055 | 0 | 25 | 0.013 | 0.17 | FIXED | 11.28 | PI6900-1842 | 0 | 0 | 0 | 0 | 0 | 0 | 0 | 0 | 0 | 0 | 0 | [11 empty] | 390.9186
PI6503-1355.1 |  |  | 0 | 0.059055 | 0 | 25 | 0.013 | 0 | 35.0629 | 42 | 452.9268 | UNKN | Conduit | 42 | 1 |  | 0 | 107.6391 | 107.6391 | 0.0010764 | Estuary | 0 | FIXED | 6.9 | PI6503-902 | 0 | 0.12143 | SUBURBS | 0 | 0 | 0 | 1 | Cond | 20 | 32.8084 | 1 | N | 0 |  | CIRC | ROAD | 0.7874 | Full | 0 | Other |  | 0.059055 | 0 | 25 | 0.013 | 0.17 | FIXED | 7.45 | PI6503-1355 | 0 | 0 | 0 | 0 | 0 | 0 | 0 | 0 | 0 | 0 | 0 | [11 empty] | 452.9257
PI6900-2575.1 |  |  | 0 | 0.059055 | 0 | 25 | 0.013 | 0 | 45.0617 | 42 | 503.5772 | UNKN | Conduit | 42 | 1 |  | 0 | 107.6391 | 107.6391 | 0.0010764 | Estuary | 0 | FIXED | 11.85 | PI6900-2072 | 0 | 0.20057 | SUBURBS | 0 | 0 | 0 | 1 | Cond | 20 | 32.8084 | 1 | N | 0 |  | CIRC | ROAD | 0.7874 | Full | 0 | Other |  | 0.059055 | 0 | 25 | 0.013 | 0.17 | FIXED | 12.86 | PI6900-2575 | 0 | 0 | 0 | 0 | 0 | 0 | 0 | 0 | 0 | 0 | 0 | [11 empty] | 503.5765
PI9000-5772.1 |  |  | 0 | 0.059055 | 0 | 25 | 0.013 | 0 | 56.6545 | 42 | 91.9353 | UNKN | Conduit | 42 | 1 |  | 0 | 107.6391 | 107.6391 | 0.0010764 | Estuary | 0 | FIXED | 56.4895 | PI9000-5680 | 0 | 0.31704 | SUBURBS | 0 | 0 | 0 | 1 | Cond | 20 | 32.8084 | 1 | N | 0 |  | CIRC | ROAD | 0.7874 | Full | 0 | Other |  | 0.059055 | 0 | 25 | 0.013 | 0.17 | FIXED | 56.781 | PI9000-5772 | 0 | 0 | 0 | 0 | 0 | 0 | 0 | 0 | 0 | 0 | 0 | [11 empty] | 91.9355
PI9000-5616.1 |  |  | 0 | 0.059055 | 0 | 25 | 0.013 | 0 | 56.6545 | 42 | 28.9369 | UNKN | Conduit | 42 | 1 |  | 0 | 107.6391 | 107.6391 | 0.0010764 | Estuary | 0 | FIXED | 56.1957 | PI9000-5587 | 0 | 0.31704 | SUBURBS | 0 | 0 | 0 | 1 | Cond | 20 | 32.8084 | 1 | N | 0 |  | CIRC | ROAD | 0.7874 | Full | 0 | Other |  | 0.059055 | 0 | 25 | 0.013 | 0.27 | FIXED | 56.2875 | PI9000-5616 | 0 | 0 | 0 | 0 | 0 | 0 | 0 | 0 | 0 | 0 | 0 | [11 empty] | 28.9369
PI9000-5680.1 |  |  | 0 | 0.059055 | 0 | 25 | 0.013 | 0 | 56.6545 | 42 | 63.7316 | UNKN | Conduit | 42 | 1 |  | 0 | 107.6391 | 107.6391 | 0.0010764 | Estuary | 0 | FIXED | 56.2875 | PI9000-5616 | 0 | 0.31704 | SUBURBS | 0 | 0 | 0 | 1 | Cond | 20 | 32.8084 | 1 | N | 0 |  | CIRC | ROAD | 0.7874 | Full | 0 | Other |  | 0.059055 | 0 | 25 | 0.013 | 0.29 | FIXED | 56.4895 | PI9000-5680 | 0 | 0 | 0 | 0 | 0 | 0 | 0 | 0 | 0 | 0 | 0 | [11 empty] | 63.731
PI9000-5139.1 |  |  | 0 | 0.059055 | 0 | 25 | 0.013 | 0 | 50.3116 | 42 | 145.8956 | UNKN | Conduit | 42 | 1 |  | 0 | 107.6391 | 107.6391 | 0.0010764 | Estuary | 0 | FIXED | 54.41 | PI9000-4993 | 0 | 0.25002 | SUBURBS | 0 | 0 | 0 | 1 | Cond | 20 | 32.8084 | 1 | N | 0 |  | CIRC | ROAD | 0.7874 | Full | 0 | Other |  | 0.059055 | 0 | 25 | 0.013 | 0.34 | FIXED | 54.7748 | PI9000-5139 | 0 | 0 | 0 | 0 | 0 | 0 | 0 | 0 | 0 | 0 | 0 | [11 empty] | 145.8947
PI9000-6694.1 |  |  | 0 | 0.059055 | 0 | 25 | 0.013 | 0 | 56.6545 | 42 | 167.0027 | UNKN | Conduit | 42 | 1 |  | 0 | 107.6391 | 107.6391 | 0.0010764 | Estuary | 0 | FIXED | 59.1755 | PI9000-6527 | 0 | 0.31704 | SUBURBS | 0 | 0 | 0 | 1 | Cond | 20 | 32.8084 | 1 | N | 0 |  | CIRC | ROAD | 0.7874 | Full | 0 | Other |  | 0.059055 | 0 | 25 | 0.013 | 0.17 | FIXED | 59.705 | PI9000-6694 | 0 | 0 | 0 | 0 | 0 | 0 | 0 | 0 | 0 | 0 | 0 | [11 empty] | 166.9903
PI9000-7053.1 |  |  | 0 | 0.059055 | 0 | 25 | 0.013 | 0 | 56.6545 | 42 | 255.9858 | UNKN | Conduit | 42 | 1 |  | 0 | 107.6391 | 107.6391 | 0.0010764 | Estuary | 0 | FIXED | 60.0313 | PI9000-6797 | 0 | 0.31704 | SUBURBS | 0 | 0 | 0 | 1 | Cond | 20 | 32.8084 | 1 | N | 0 |  | CIRC | ROAD | 0.7874 | Full | 0 | Other |  | 0.059055 | 0 | 25 | 0.013 | 0.28 | FIXED | 60.8429 | PI9000-7053 | 0 | 0 | 0 | 0 | 0 | 0 | 0 | 0 | 0 | 0 | 0 | [11 empty] | 255.9854
PI9000-4521.1 |  |  | 0 | 0.059055 | 0 | 25 | 0.013 | 0 | 50.1295 | 42 | 193.3816 | UNKN | Conduit | 42 | 1 |  | 0 | 107.6391 | 107.6391 | 0.0010764 | Estuary | 0 | FIXED | 52.75 | PI9000-4327 | 0 | 0.24821 | SUBURBS | 0 | 0 | 0 | 1 | Cond | 20 | 32.8084 | 1 | N | 0 |  | CIRC | ROAD | 0.7874 | Full | 0 | Other |  | 0.059055 | 0 | 25 | 0.013 | 0.17 | FIXED | 53.23 | PI9000-4521 | 0 | 0 | 0 | 0 | 0 | 0 | 0 | 0 | 0 | 0 | 0 | [11 empty] | 193.3817
PI9000-4993.1 |  |  | 0 | 0.059055 | 0 | 25 | 0.013 | 0 | 50.3116 | 42 | 471.9612 | UNKN | Conduit | 42 | 1 |  | 0 | 107.6391 | 107.6391 | 0.0010764 | Estuary | 0 | FIXED | 53.23 | PI9000-4521 | 0 | 0.25002 | SUBURBS | 0 | 0 | 0 | 1 | Cond | 20 | 32.8084 | 1 | N | 0 |  | CIRC | ROAD | 0.7874 | Full | 0 | Other |  | 0.059055 | 0 | 25 | 0.013 | 0.3 | FIXED | 54.41 | PI9000-4993 | 0 | 0 | 0 | 0 | 0 | 0 | 0 | 0 | 0 | 0 | 0 | [11 empty] | 471.9602
PI9000-6222.1 |  |  | 0 | 0.059055 | 0 | 25 | 0.013 | 0 | 56.6545 | 42 | 265.3231 | UNKN | Conduit | 42 | 1 |  | 0 | 107.6391 | 107.6391 | 0.0010764 | Estuary | 0 | FIXED | 57.3675 | PI9000-5957 | 0 | 0.31704 | SUBURBS | 0 | 0 | 0 | 1 | Cond | 20 | 32.8084 | 1 | N | 0 |  | CIRC | ROAD | 0.7874 | Full | 0 | Other |  | 0.059055 | 0 | 25 | 0.013 | 0.75 | FIXED | 58.2086 | PI9000-6222 | 0 | 0 | 0 | 0 | 0 | 0 | 0 | 0 | 0 | 0 | 0 | [11 empty] | 265.3222
PI9000-5957.1 |  |  | 0 | 0.059055 | 0 | 25 | 0.013 | 0 | 56.6545 | 42 | 184.987 | UNKN | Conduit | 42 | 1 |  | 0 | 107.6391 | 107.6391 | 0.0010764 | Estuary | 0 | FIXED | 56.781 | PI9000-5772 | 0 | 0.31704 | SUBURBS | 0 | 0 | 0 | 1 | Cond | 20 | 32.8084 | 1 | N | 0 |  | CIRC | ROAD | 0.7874 | Full | 0 | Other |  | 0.059055 | 0 | 25 | 0.013 | 0.17 | FIXED | 57.3675 | PI9000-5957 | 0 | 0 | 0 | 0 | 0 | 0 | 0 | 0 | 0 | 0 | 0 | [11 empty] | 184.9863
PI6503-426.1 |  |  | 0 | 0.059055 | 0 | 25 | 0.013 | 0 | 199.3109 | 42 | 146.5432 | UNKN | Conduit | 42 | 1 |  | 0 | 107.6391 | 107.6391 | 0.0010764 | Estuary | 0 | FIXED | 6.37 | PI6503-280 | 0 | 3.9238 | SUBURBS | 0 | 0 | 0 | 1 | Cond | 20 | 32.8084 | 1 | N | 0 |  | CIRC | ROAD | 0.7874 | Full | 0 | Other |  | 0.059055 | 0 | 25 | 0.013 | 0.5 | FIXED | 12.12 | PI6503-426 | 0 | 0 | 0 | 0 | 0 | 0 | 0 | 0 | 0 | 0 | 0 | [11 empty] | 146.5428
PI1500-404.1 |  |  | 0 | 0.059055 | 0 | 25 | 0.013 | 0 | 58.0084 | 48 | 245.3179 | UNKN | Conduit | 48 | 1 |  | 0 | 107.6391 | 107.6391 | 0.0010764 | Estuary | 0 | FIXED | 29.4 | PI1500-159 | 0 | 0.16305 | SUBURBS | 0 | 0 | 0 | 1 | Cond | 20 | 32.8084 | 1 | N | 0 |  | CIRC | ROAD | 0.7874 | Full | 0 | Other |  | 0.059055 | 0 | 25 | 0.013 | 0.25 | FIXED | 29.8 | PI1500-404 | 0 | 0 | 0 | 0 | 0 | 0 | 0 | 0 | 0 | 0 | 0 | [11 empty] | 245.3174
PI8800-70.1 |  |  | 0 | 0.059055 | 0 | 25 | 0.013 | 0 | 72.8139 | 48 | 70.0638 | UNKN | Conduit | 48 | 1 |  | 0 | 107.6391 | 107.6391 | 0.0010764 | Estuary | 0 | FIXED | 22.34 | CC0900-11566 | 0 | 0.25691 | SUBURBS | 0 | 0 | 0 | 1 | Cond | 20 | 32.8084 | 1 | N | 0 |  | CIRC | ROAD | 0.7874 | Full | 0 | Other |  | 0.059055 | 0 | 25 | 0.013 | 0.5 | FIXED | 22.52 | PI8800-70 | 0 | 0 | 0 | 0 | 0 | 0 | 0 | 0 | 0 | 0 | 0 | [11 empty] | 70.0472
PI9000-5587.1 |  |  | 0 | 0.059055 | 0 | 25 | 0.013 | 0 | 56.6545 | 42 | 448.2 | UNKN | Conduit | 42 | 1 |  | 0 | 107.6391 | 107.6391 | 0.0010764 | Estuary | 0 | FIXED | 54.7748 | PI9000-5139 | 0 | 0.31704 | SUBURBS | 0 | 0 | 0 | 1 | Cond | 20 | 32.8084 | 1 | N | 0 |  | CIRC | ROAD | 0.7874 | Full | 0 | Other |  | 0.059055 | 0 | 25 | 0.013 | 0.2 | FIXED | 56.1957 | PI9000-5587 | 0 | 0 | 0 | 0 | 0 | 0 | 0 | 0 | 0 | 0 | 0 | [11 empty] | 448.1994
PI9000-6252.1 |  |  | 0 | 0.059055 | 0 | 25 | 0.013 | 0 | 56.6545 | 42 | 29.9973 | UNKN | Conduit | 42 | 1 |  | 0 | 107.6391 | 107.6391 | 0.0010764 | Estuary | 0 | FIXED | 58.2086 | PI9000-6222 | 0 | 0.31704 | SUBURBS | 0 | 0 | 0 | 1 | Cond | 20 | 32.8084 | 1 | N | 0 |  | CIRC | ROAD | 0.7874 | Full | 0 | Other |  | 0.059055 | 0 | 25 | 0.013 | 0.17 | FIXED | 58.3037 | PI9000-6252 | 0 | 0 | 0 | 0 | 0 | 0 | 0 | 0 | 0 | 0 | 0 | [11 empty] | 29.9971
PI9000-6527.1 |  |  | 0 | 0.059055 | 0 | 25 | 0.013 | 0 | 56.6545 | 42 | 274.9808 | UNKN | Conduit | 42 | 1 |  | 0 | 107.6391 | 107.6391 | 0.0010764 | Estuary | 0 | FIXED | 58.3037 | PI9000-6252 | 0 | 0.31704 | SUBURBS | 0 | 0 | 0 | 1 | Cond | 20 | 32.8084 | 1 | N | 0 |  | CIRC | ROAD | 0.7874 | Full | 0 | Other |  | 0.059055 | 0 | 25 | 0.013 | 0.17 | FIXED | 59.1755 | PI9000-6527 | 0 | 0 | 0 | 0 | 0 | 0 | 0 | 0 | 0 | 0 | 0 | [11 empty] | 274.9802
PI7700-1803.1 |  |  | 0 | 0.059055 | 0 | 25 | 0.013 | 0 | 71.9289 | 48 | 426.803 | UNKN | Conduit | 48 | 1 |  | 0 | 107.6391 | 107.6391 | 0.0010764 | Estuary | 0 | FIXED | 25.81 | PI7700-1376 | 0 | 0.2507 | SUBURBS | 0 | 0 | 0 | 1 | Cond | 20 | 32.8084 | 1 | N | 0 |  | CIRC | ROAD | 0.7874 | Full | 0 | Other |  | 0.059055 | 0 | 25 | 0.013 | 0.75 | FIXED | 26.88 | PI7700-1803 | 0 | 0 | 0 | 0 | 0 | 0 | 0 | 0 | 0 | 0 | 0 | [11 empty] | 426.8023
PI7700-1376.1 |  |  | 0 | 0.059055 | 0 | 25 | 0.013 | 0 | 71.8365 | 48 | 943.7841 | UNKN | Conduit | 48 | 1 |  | 0 | 107.6391 | 107.6391 | 0.0010764 | Estuary | 0 | FIXED | 23.45 | PI7700-433 | 0 | 0.25006 | SUBURBS | 0 | 0 | 0 | 1 | Cond | 20 | 32.8084 | 1 | N | 0 |  | CIRC | ROAD | 0.7874 | Full | 0 | Other |  | 0.059055 | 0 | 25 | 0.013 | 0.75 | FIXED | 25.81 | PI7700-1376 | 0 | 0 | 0 | 0 | 0 | 0 | 0 | 0 | 0 | 0 | 0 | [11 empty] | 943.7815
PI6503-280.1 |  |  | 0 | 0.059055 | 0 | 25 | 0.013 | 0 | 50.316 | 42 | 279.9274 | UNKN | Conduit | 42 | 1 |  | 0 | 107.6391 | 107.6391 | 0.0010764 | Estuary | 0 | FIXED | 5.67 | PI6503-43 | 0 | 0.25006 | SUBURBS | 0 | 0 | 0 | 1 | Cond | 20 | 32.8084 | 1 | N | 0 |  | CIRC | ROAD | 0.7874 | Full | 0 | Other |  | 0.059055 | 0 | 25 | 0.013 | 0.17 | FIXED | 6.37 | PI6503-280 | 0 | 0 | 0 | 0 | 0 | 0 | 0 | 0 | 0 | 0 | 0 | [11 empty] | 236.5995
PI6503-902.1 |  |  | 0 | 0.059055 | 0 | 25 | 0.013 | 0 | -283.4319 | 42 | 60.4928 | UNKN | Conduit | 42 | 1 |  | 0 | 107.6391 | 107.6391 | 0.0010764 | Estuary | 0 | FIXED | 11.7 | PI6503-842 | 0 | -7.9348 | SUBURBS | 0 | 0 | 0 | 1 | Cond | 20 | 32.8084 | 1 | N | 0 |  | CIRC | ROAD | 0.7874 | Full | 0 | Other |  | 0.059055 | 0 | 25 | 0.013 | 0.17 | FIXED | 6.9 | PI6503-902 | 0 | 0 | 0 | 0 | 0 | 0 | 0 | 0 | 0 | 0 | 0 | [11 empty] | 60.4932
PI6503-842.1 |  |  | 0 | 0.059055 | 0 | 25 | 0.013 | 0 | -38.8818 | 42 | 415.202 | UNKN | Conduit | 42 | 1 |  | 0 | 107.6391 | 107.6391 | 0.0010764 | Estuary | 0 | FIXED | 12.12 | PI6503-426 | 0 | -0.14932 | SUBURBS | 0 | 0 | 0 | 1 | Cond | 20 | 32.8084 | 1 | N | 0 |  | CIRC | ROAD | 0.7874 | Full | 0 | Other |  | 0.059055 | 0 | 25 | 0.013 | 0.5 | FIXED | 11.5 | PI6503-842 | 0 | 0 | 0 | 0 | 0 | 0 | 0 | 0 | 0 | 0 | 0 | [11 empty] | 415.2009
PI6900-2620.1 |  |  | 0 | 0.059055 | 0 | 25 | 0.013 | 0 | 51.9984 | 42 | 44.9326 | UNKN | Conduit | 42 | 1 |  | 0 | 107.6391 | 107.6391 | 0.0010764 | Estuary | 0 | FIXED | 12.86 | PI6900-2575 | 0 | 0.26707 | SUBURBS | 0 | 0 | 0 | 1 | Cond | 20 | 32.8084 | 1 | N | 0 |  | CIRC | ROAD | 0.7874 | Full | 0 | Other |  | 0.059055 | 0 | 25 | 0.013 | 0.29 | FIXED | 12.98 | PI6900-2620 | 0 | 0 | 0 | 0 | 0 | 0 | 0 | 0 | 0 | 0 | 0 | [11 empty] | 44.9326
PI7700-98.1 |  |  | 0 | 0.059055 | 0 | 25 | 0.013 | 0 | 127.9237 | 48 | 44.1384 | UNKN | Conduit | 48 | 1 |  | 0 | 107.6391 | 107.6391 | 0.0010764 | Estuary | 0 | FIXED | 21.56 | PI7700-53 | 0 | 0.79296 | SUBURBS | 0 | 0 | 0 | 1 | Cond | 20 | 32.8084 | 1 | N | 0 |  | CIRC | ROAD | 0.7874 | Full | 0 | Other |  | 0.059055 | 0 | 25 | 0.013 | 0.96 | FIXED | 21.91 | PI7700-98 | 0 | 0 | 0 | 0 | 0 | 0 | 0 | 0 | 0 | 0 | 0 | [11 empty] | 44.1373
PI0300-9554.1 |  |  | 0 | 0.059055 | 0 | 25 | 0.013 | 0 | 32.3014 | 42 | 111.8789 | UNKN | Conduit | 42 | 1 |  | 0 | 107.6391 | 107.6391 | 0.0010764 | Estuary | 0 | FIXED | 20.9747 | PI0300-9442 | 0 | 0.10306 | SUBURBS | 0 | 0 | 0 | 1 | Cond | 20 | 32.8084 | 1 | N | 0 |  | CIRC | ROAD | 0.7874 | Full | 0 | Other |  | 0.059055 | 0 | 25 | 0.013 | 0.17 | FIXED | 21.09 | PI0300-9554 | 0 | 0 | 0 | 0 | 0 | 0 | 0 | 0 | 0 | 0 | 0 | [11 empty] | 111.8719
PI0300-9583.1 |  |  | 0 | 0.059055 | 0 | 25 | 0.013 | 0 | 32.3014 | 42 | 29.1098 | UNKN | Conduit | 42 | 1 |  | 0 | 107.6391 | 107.6391 | 0.0010764 | Estuary | 0 | FIXED | 21.09 | PI0300-9554 | 0 | 0.10306 | SUBURBS | 0 | 0 | 0 | 1 | Cond | 20 | 32.8084 | 1 | N | 0 |  | CIRC | ROAD | 0.7874 | Full | 0 | Other |  | 0.059055 | 0 | 25 | 0.013 | 0.81 | FIXED | 21.12 | PI0300-9583 | 0 | 0 | 0 | 0 | 0 | 0 | 0 | 0 | 0 | 0 | 0 | [11 empty] | 29.1082
PI5400-3493.1 |  |  | 0 | 0.059055 | 0 | 25 | 0.013 | 0 | 50.1896 | 42 | 301.435 | UNKN | Conduit | 42 | 1 |  | 0 | 107.6391 | 107.6391 | 0.0010764 | Estuary | 0 | FIXED | 103.55 | PI5400-3192 | 0 | 0.24881 | SUBURBS | 0 | 0 | 0 | 1 | Cond | 20 | 32.8084 | 1 | N | 0 |  | CIRC | ROAD | 0.7874 | Full | 0 | Other |  | 0.059055 | 0 | 25 | 0.013 | 0.25 | FIXED | 104.3 | PI5400-3493 | 0 | 0 | 0 | 0 | 0 | 0 | 0 | 0 | 0 | 0 | 0 | [11 empty] | 301.4091
PI6503-1598.1 |  |  | 0 | 0.059055 | 0 | 25 | 0.013 | 0 | 71.8796 | 42 | 242.9799 | UNKN | Conduit | 42 | 1 |  | 0 | 107.6391 | 107.6391 | 0.0010764 | Estuary | 0 | FIXED | 7.45 | PI6503-1355 | 0 | 0.51033 | SUBURBS | 0 | 0 | 0 | 1 | Cond | 20 | 32.8084 | 1 | N | 0 |  | CIRC | ROAD | 0.7874 | Full | 0 | Other |  | 0.059055 | 0 | 25 | 0.013 | 0.75 | FIXED | 8.69 | PI6503-1598 | 0 | 0 | 0 | 0 | 0 | 0 | 0 | 0 | 0 | 0 | 0 | [11 empty] | 242.9787
PI6900-932.1 |  |  | 0 | 0.059055 | 0 | 25 | 0.013 | 0 | 22.1411 | 42 | 826.0806 | UNKN | Conduit | 42 | 1 |  | 0 | 107.6391 | 107.6391 | 0.0010764 | Estuary | 0 | FIXED | 10.19 | PI6900-343 | 0 | 0.048421 | SUBURBS | 0 | 0 | 0 | 1 | Cond | 20 | 32.8084 | 1 | N | 0 |  | CIRC | ROAD | 0.7874 | Full | 0 | Other |  | 0.059055 | 0 | 25 | 0.013 | 0.17 | FIXED | 10.59 | PI6900-932 | 0 | 0 | 0 | 0 | 0 | 0 | 0 | 0 | 0 | 0 | 0 | [11 empty] | 589.0805
PI6900-1162.1 |  |  | 0 | 0.059055 | 0 | 25 | 0.013 | 0 | 50.518 | 42 | 230.0886 | UNKN | Conduit | 42 | 1 |  | 0 | 107.6391 | 107.6391 | 0.0010764 | Estuary | 0 | FIXED | 10.59 | PI6900-932 | 0 | 0.25208 | SUBURBS | 0 | 0 | 0 | 1 | Cond | 20 | 32.8084 | 1 | N | 0 |  | CIRC | ROAD | 0.7874 | Full | 0 | Other |  | 0.059055 | 0 | 25 | 0.013 | 0.17 | FIXED | 11.17 | PI6900-1162 | 0 | 0 | 0 | 0 | 0 | 0 | 0 | 0 | 0 | 0 | 0 | [11 empty] | 230.088
PI0300-8763.1 |  |  | 0 | 0.059055 | 0 | 25 | 0.013 | 0 | 50.687 | 42 | 496.7207 | UNKN | Conduit | 42 | 1 |  | 0 | 107.6391 | 107.6391 | 0.0010764 | Estuary | 0 | FIXED | 18.5182 | PI0300-8266 | 0 | 0.25377 | SUBURBS | 0 | 0 | 0 | 1 | Cond | 20 | 32.8084 | 1 | N | 0 |  | CIRC | ROAD | 0.7874 | Full | 0 | Other |  | 0.059055 | 0 | 25 | 0.013 | 0.18 | FIXED | 19.7787 | PI0300-8763 | 0 | 0 | 0 | 0 | 0 | 0 | 0 | 0 | 0 | 0 | 0 | [11 empty] | 496.7108
PI0300-9197.1 |  |  | 0 | 0.059055 | 0 | 25 | 0.013 | 0 | 50.687 | 42 | 433.9786 | UNKN | Conduit | 42 | 1 |  | 0 | 107.6391 | 107.6391 | 0.0010764 | Estuary | 0 | FIXED | 19.7787 | PI0300-8763 | 0 | 0.25377 | SUBURBS | 0 | 0 | 0 | 1 | Cond | 20 | 32.8084 | 1 | N | 0 |  | CIRC | ROAD | 0.7874 | Full | 0 | Other |  | 0.059055 | 0 | 25 | 0.013 | 0.51 | FIXED | 20.88 | PI0300-9197 | 0 | 0 | 0 | 0 | 0 | 0 | 0 | 0 | 0 | 0 | 0 | [11 empty] | 433.9778
PI0300-9285.1 |  |  | 0 | 0.059055 | 0 | 25 | 0.013 | 0 | 21.4527 | 42 | 87.9945 | UNKN | Conduit | 42 | 1 |  | 0 | 107.6391 | 107.6391 | 0.0010764 | Estuary | 0 | FIXED | 20.88 | PI0300-9197 | 0 | 0.045457 | SUBURBS | 0 | 0 | 0 | 1 | Cond | 20 | 32.8084 | 1 | N | 0 |  | CIRC | ROAD | 0.7874 | Full | 0 | Other |  | 0.059055 | 0 | 25 | 0.013 | 0.17 | FIXED | 20.92 | PI0300-9285 | 0 | 0 | 0 | 0 | 0 | 0 | 0 | 0 | 0 | 0 | 0 | [11 empty] | 87.9935
PI0700-1822.1 |  |  | 0 | 0.059055 | 0 | 25 | 0.013 | 0 | 22.4737 | 42 | 521.1754 | UNKN | Conduit | 42 | 1 |  | 0 | 107.6391 | 107.6391 | 0.0010764 | Estuary | 0 | FIXED | 43.79 | PI0700-1301 | 0 | 0.049887 | SUBURBS | 0 | 0 | 0 | 1 | Cond | 20 | 32.8084 | 1 | N | 0 |  | CIRC | ROAD | 0.7874 | Full | 0 | Other |  | 0.059055 | 0 | 25 | 0.013 | 0.17 | FIXED | 44.05 | PI0700-1822 | 0 | 0 | 0 | 0 | 0 | 0 | 0 | 0 | 0 | 0 | 0 | [11 empty] | 521.1386
PI0700-2012.1 |  |  | 0 | 0.059055 | 0 | 25 | 0.013 | 0 | 21.8656 | 42 | 190.5809 | UNKN | Conduit | 42 | 1 |  | 0 | 107.6391 | 107.6391 | 0.0010764 | Estuary | 0 | FIXED | 44.05 | PI0700-1822 | 0 | 0.047224 | SUBURBS | 0 | 0 | 0 | 1 | Cond | 20 | 32.8084 | 1 | N | 0 |  | CIRC | ROAD | 0.7874 | Full | 0 | Other |  | 0.059055 | 0 | 25 | 0.013 | 0.23 | FIXED | 44.14 | PI0700-2012 | 0 | 0 | 0 | 0 | 0 | 0 | 0 | 0 | 0 | 0 | 0 | [11 empty] | 190.5514
PI0700-1301.1 |  |  | 0 | 0.059055 | 0 | 25 | 0.013 | 0 | 50.7862 | 42 | 380.7499 | UNKN | Conduit | 42 | 1 |  | 0 | 107.6391 | 107.6391 | 0.0010764 | Estuary | 0 | FIXED | 42.82 | PI0700-920 | 0 | 0.25476 | SUBURBS | 0 | 0 | 0 | 1 | Cond | 20 | 32.8084 | 1 | N | 0 |  | CIRC | ROAD | 0.7874 | Full | 0 | Other |  | 0.059055 | 0 | 25 | 0.013 | 0.17 | FIXED | 43.79 | PI0700-1301 | 0 | 0 | 0 | 0 | 0 | 0 | 0 | 0 | 0 | 0 | 0 | [11 empty] | 380.7495
PI0700-2048.1 |  |  | 0 | 0.059055 | 0 | 25 | 0.013 | 0 | 23.8933 | 42 | 35.468 | UNKN | Conduit | 42 | 1 |  | 0 | 107.6391 | 107.6391 | 0.0010764 | Estuary | 0 | FIXED | 44.14 | PI0700-2012 | 0 | 0.056389 | SUBURBS | 0 | 0 | 0 | 1 | Cond | 20 | 32.8084 | 1 | N | 0 |  | CIRC | ROAD | 0.7874 | Full | 0 | Other |  | 0.059055 | 0 | 25 | 0.013 | 0.32 | FIXED | 44.16 | PI0700-2048 | 0 | 0 | 0 | 0 | 0 | 0 | 0 | 0 | 0 | 0 | 0 | [11 empty] | 35.468
PI5800-1547.1 |  |  | 0 | 0.059055 | 0 | 25 | 0.013 | 0 | 62.1336 | 42 | 961.6484 | UNKN | Conduit | 42 | 1 |  | 0 | 107.6391 | 107.6391 | 0.0010764 | Estuary | 0 | FIXED | 40.9433 | PI5800-585 | 0 | 0.095331 | SUBURBS | 0 | 0 | 0 | 1 | Cond | 20 | 32.8084 | 2 | N | 0 |  | CIRC | ROAD | 0.7874 | Full | 0 | Other |  | 0.059055 | 0 | 25 | 0.013 | 0.26 | FIXED | 41.86 | PI5800-1547 | 0 | 0 | 0 | 0 | 0 | 0 | 0 | 0 | 0 | 0 | 0 | [11 empty] | 961.5089
PI0700-920.1 |  |  | 0 | 0.059055 | 0 | 25 | 0.013 | 0 | 106.403 | 42 | 46.5003 | UNKN | Conduit | 42 | 1 |  | 0 | 107.6391 | 107.6391 | 0.0010764 | Estuary | 0 | FIXED | 42.3 | PI0700-873 | 0 | 1.1183 | SUBURBS | 0 | 0 | 0 | 1 | Cond | 20 | 32.8084 | 1 | N | 0 |  | CIRC | ROAD | 0.7874 | Full | 0 | Other |  | 0.059055 | 0 | 25 | 0.013 | 0.17 | FIXED | 42.82 | PI0700-920 | 0 | 0 | 0 | 0 | 0 | 0 | 0 | 0 | 0 | 0 | 0 | [11 empty] | 46.5
PI9000-6797.1 |  |  | 0 | 0.059055 | 0 | 25 | 0.013 | 0 | 56.6545 | 42 | 102.9393 | UNKN | Conduit | 42 | 1 |  | 0 | 107.6391 | 107.6391 | 0.0010764 | Estuary | 0 | FIXED | 59.705 | PI9000-6694 | 0 | 0.31704 | SUBURBS | 0 | 0 | 0 | 1 | Cond | 20 | 32.8084 | 1 | N | 0 |  | CIRC | ROAD | 0.7874 | Full | 0 | Other |  | 0.059055 | 0 | 25 | 0.013 | 0.19 | FIXED | 60.0313 | PI9000-6797 | 0 | 0 | 0 | 0 | 0 | 0 | 0 | 0 | 0 | 0 | 0 | [11 empty] | 102.9234
PI9000-4327.1 |  |  | 0 | 0.059055 | 0 | 25 | 0.013 | 0 | 80.2722 | 42 | 210.5398 | UNKN | Conduit | 42 | 1 |  | 0 | 107.6391 | 107.6391 | 0.0010764 | Estuary | 0 | FIXED | 51.41 | PI9000-4117 | 0 | 0.63646 | SUBURBS | 0 | 0 | 0 | 1 | Cond | 20 | 32.8084 | 1 | N | 0 |  | CIRC | ROAD | 0.7874 | Full | 0 | Other |  | 0.059055 | 0 | 25 | 0.013 | 0.58 | FIXED | 52.75 | PI9000-4327 | 0 | 0 | 0 | 0 | 0 | 0 | 0 | 0 | 0 | 0 | 0 | [11 empty] | 210.5388
PI9000-4117.1 |  |  | 0 | 0.059055 | 0 | 25 | 0.013 | 0 | 88.6476 | 42 | 284.7201 | UNKN | Conduit | 42 | 1 |  | 0 | 107.6391 | 107.6391 | 0.0010764 | Estuary | 0 | FIXED | 49.2 | PI9000-3832 | 0 | 0.7762 | SUBURBS | 0 | 0 | 0 | 1 | Cond | 20 | 32.8084 | 1 | N | 0 |  | CIRC | ROAD | 0.7874 | Full | 0 | Other |  | 0.059055 | 0 | 25 | 0.013 | 0.17 | FIXED | 51.41 | PI9000-4117 | 0 | 0 | 0 | 0 | 0 | 0 | 0 | 0 | 0 | 0 | 0 | [11 empty] | 284.7195
PI5800-79.1 |  |  | 0 | 0.059055 | 0 | 25 | 0.013 | 0 | 225.8076 | 42 | 79.4224 | UNKN | Conduit | 42 | 1 |  | 0 | 107.6391 | 107.6391 | 0.0010764 | Estuary | 0 | FIXED | 32 | PI5600-22 | 0 | 1.2591 | SUBURBS | 0 | 0 | 0 | 1 | Cond | 20 | 32.8084 | 2 | N | 0 |  | CIRC | ROAD | 0.7874 | Full | 0 | Other |  | 0.059055 | 0 | 25 | 0.013 | 0.17 | FIXED | 33 | PI5800-79 | 0 | 0 | 0 | 0 | 0 | 0 | 0 | 0 | 0 | 0 | 0 | [11 empty] | 79.4196
PI5600-22.1 |  |  | 0 | 0.059055 | 0 | 25 | 0.013 | 0 | 237.4872 | 42 | 21.5407 | UNKN | Conduit | 42 | 1 |  | 0 | 107.6391 | 107.6391 | 0.0010764 | Estuary | 1 | FIXED | 39.5 | CC0301-2533 | 0 | 1.3927 | SUBURBS | 0 | 0 | 0 | 1 | Cond | 20 | 32.8084 | 2 | N | 0 |  | CIRC | ROAD | 0.7874 | Full | 0 | Other |  | 0.059055 | 0 | 25 | 0.013 | 0.75 | FIXED | 39.8 | PI5600-22 | 0 | 0 | 0 | 0 | 0 | 0 | 0 | 0 | 0 | 0 | 0 | [11 empty] | 21.5404
PI5800-331.1 |  |  | 0 | 0.059055 | 0 | 25 | 0.013 | 0 | 219.8304 | 42 | 251.4003 | UNKN | Conduit | 42 | 1 |  | 0 | 107.6391 | 107.6391 | 0.0010764 | Estuary | 0 | FIXED | 33 | PI5800-79 | 0 | 1.1933 | SUBURBS | 0 | 0 | 0 | 1 | Cond | 20 | 32.8084 | 2 | N | 0 |  | CIRC | ROAD | 0.7874 | Full | 0 | Other |  | 0.059055 | 0 | 25 | 0.013 | 0.17 | FIXED | 36 | PI5800-331 | 0 | 0 | 0 | 0 | 0 | 0 | 0 | 0 | 0 | 0 | 0 | [11 empty] | 251.3804
PI5800-585.1 |  |  | 0 | 0.059055 | 0 | 25 | 0.013 | 0 | 87.7014 | 42 | 254.8365 | UNKN | Conduit | 42 | 1 |  | 0 | 107.6391 | 107.6391 | 0.0010764 | Estuary | 0 | FIXED | 40.4592 | PI5800-331 | 0 | 0.18993 | SUBURBS | 0 | 0 | 0 | 1 | Cond | 20 | 32.8084 | 2 | N | 0 |  | CIRC | ROAD | 0.7874 | Full | 0 | Other |  | 0.059055 | 0 | 25 | 0.013 | 0.46 | FIXED | 40.9433 | PI5800-585 | 0 | 0 | 0 | 0 | 0 | 0 | 0 | 0 | 0 | 0 | 0 | [11 empty] | 254.2052
PI4200-2310.1 |  |  | 0 | 0.059055 | 0 | 25 | 0.013 | 0 | 72.297 | 48 | 146.087 | UNKN | Conduit | 48 | 1 |  | 0 | 107.6391 | 107.6391 | 0.0010764 | Estuary | 0 | FIXED | 73.99 | PI4200-2164 | 0 | 0.25327 | SUBURBS | 0 | 0 | 0 | 1 | Cond | 20 | 32.8084 | 1 | N | 0 |  | CIRC | ROAD | 0.7874 | Full | 0 | Other |  | 0.059055 | 0 | 25 | 0.013 | 0.17 | FIXED | 74.36 | PI4200-2310 | 0 | 0 | 0 | 0 | 0 | 0 | 0 | 0 | 0 | 0 | 0 | [11 empty] | 146.0866
PI4200-2500.1 |  |  | 0 | 0.059055 | 0 | 25 | 0.013 | 0 | 72.297 | 48 | 189.3036 | UNKN | Conduit | 48 | 1 |  | 0 | 107.6391 | 107.6391 | 0.0010764 | Estuary | 0 | FIXED | 74.36 | PI4200-2310 | 0 | 0.25327 | SUBURBS | 0 | 0 | 0 | 1 | Cond | 20 | 32.8084 | 1 | N | 0 |  | CIRC | ROAD | 0.7874 | Full | 0 | Other |  | 0.059055 | 0 | 25 | 0.013 | 0.25 | FIXED | 74.8395 | PI4200-2500 | 0 | 0 | 0 | 0 | 0 | 0 | 0 | 0 | 0 | 0 | 0 | [11 empty] | 189.3031
PI4203-832.1 |  |  | 0 | 0.059055 | 0 | 25 | 0.013 | 0 | 31.4712 | 48 | 250.038 | UNKN | Conduit | 48 | 1 |  | 0 | 107.6391 | 107.6391 | 0.0010764 | Estuary | 0 | FIXED | 75.15 | PI4203-582 | 0 | 0.047993 | SUBURBS | 0 | 0 | 0 | 1 | Cond | 20 | 32.8084 | 1 | N | 0 |  | CIRC | ROAD | 0.7874 | Full | 0 | Other |  | 0.059055 | 0 | 25 | 0.013 | 0.88 | FIXED | 75.27 | PI4203-832 | 0 | 0 | 0 | 0 | 0 | 0 | 0 | 0 | 0 | 0 | 0 | [11 empty] | 250.0028
PI4203-582.1 |  |  | 0 | 0.059055 | 0 | 25 | 0.013 | 0 | 32.1994 | 48 | 318.4755 | UNKN | Conduit | 48 | 1 |  | 0 | 107.6391 | 107.6391 | 0.0010764 | Estuary | 0 | FIXED | 74.99 | PI4203-263 | 0 | 0.050239 | SUBURBS | 0 | 0 | 0 | 1 | Cond | 20 | 32.8084 | 1 | N | 0 |  | CIRC | ROAD | 0.7874 | Full | 0 | Other |  | 0.059055 | 0 | 25 | 0.013 | 0.17 | FIXED | 75.15 | PI4203-582 | 0 | 0 | 0 | 0 | 0 | 0 | 0 | 0 | 0 | 0 | 0 | [11 empty] | 318.4749
PI4203-263.1 |  |  | 0 | 0.059055 | 0 | 25 | 0.013 | 0 | 33.1336 | 48 | 263.1721 | UNKN | Conduit | 48 | 1 |  | 0 | 107.6391 | 107.6391 | 0.0010764 | Estuary | 0 | FIXED | 74.85 | PI4200-2786 | 0 | 0.053197 | SUBURBS | 0 | 0 | 0 | 1 | Cond | 20 | 32.8084 | 1 | N | 0 |  | CIRC | ROAD | 0.7874 | Full | 0 | Other |  | 0.059055 | 0 | 25 | 0.013 | 0.17 | FIXED | 74.99 | PI4203-263 | 0 | 0 | 0 | 0 | 0 | 0 | 0 | 0 | 0 | 0 | 0 | [11 empty] | 263.1717
PI4200-2786.1 |  |  | 0 | 0.059055 | 0 | 25 | 0.013 | 0 | 72.297 | 48 | 286.9195 | UNKN | Conduit | 48 | 1 |  | 0 | 107.6391 | 107.6391 | 0.0010764 | Estuary | 0 | FIXED | 74.1233 | PI4200-2500 | 0 | 0.25327 | SUBURBS | 0 | 0 | 0 | 1 | Cond | 20 | 32.8084 | 1 | N | 0 |  | CIRC | ROAD | 0.7874 | Full | 0 | Other |  | 0.059055 | 0 | 25 | 0.013 | 0.17 | FIXED | 74.85 | PI4200-2786 | 0 | 0 | 0 | 0 | 0 | 0 | 0 | 0 | 0 | 0 | 0 | [11 empty] | 286.9187
PI1300-432.1 |  |  | 0 | 0.059055 | 0 | 25 | 0.013 | 0 | 134.3678 | 48 | 430.9244 | UNKN | Conduit | 48 | 1 |  | 0 | 107.6391 | 107.6391 | 0.0010764 | Estuary | 0 | FIXED | 15.7 | PI0800-7048 | 0 | 0.87486 | SUBURBS | 0 | 0 | 0 | 1 | Cond | 20 | 32.8084 | 1 | N | 0 |  | CIRC | ROAD | 0.7874 | Full | 0 | Other |  | 0.059055 | 0 | 25 | 0.013 | 0.17 | FIXED | 19.47 | PI1300-432 | 0 | 0 | 0 | 0 | 0 | 0 | 0 | 0 | 0 | 0 | 0 | [11 empty] | 430.923
PI1300-704.1 |  |  | 0 | 0.059055 | 0 | 25 | 0.013 | 0 | 71.8767 | 48 | 271.6336 | UNKN | Conduit | 48 | 1 |  | 0 | 107.6391 | 107.6391 | 0.0010764 | Estuary | 0 | FIXED | 19.47 | PI1300-432 | 0 | 0.25034 | SUBURBS | 0 | 0 | 0 | 1 | Cond | 20 | 32.8084 | 1 | N | 0 |  | CIRC | ROAD | 0.7874 | Full | 0 | Other |  | 0.059055 | 0 | 25 | 0.013 | 0.17 | FIXED | 20.15 | PI1300-704 | 0 | 0 | 0 | 0 | 0 | 0 | 0 | 0 | 0 | 0 | 0 | [11 empty] | 271.6332
PI1300-1193.1 |  |  | 0 | 0.059055 | 0 | 25 | 0.013 | 0 | 49.3617 | 48 | 489.7891 | UNKN | Conduit | 48 | 1 |  | 0 | 107.6391 | 107.6391 | 0.0010764 | Estuary | 0 | FIXED | 20.15 | PI1300-704 | 0 | 0.11807 | SUBURBS | 0 | 0 | 0 | 1 | Cond | 20 | 32.8084 | 1 | N | 0 |  | CIRC | ROAD | 0.7874 | Full | 0 | Other |  | 0.059055 | 0 | 25 | 0.013 | 0.18 | FIXED | 20.7283 | PI1300-1193 | 0 | 0 | 0 | 0 | 0 | 0 | 0 | 0 | 0 | 0 | 0 | [11 empty] | 489.7879
PI5800-4213.1 |  |  | 0 | 0.059055 | 0 | 25 | 0.013 | 0 | 97.1401 | 48 | 251.5076 | UNKN | Conduit | 48 | 1 |  | 0 | 107.6391 | 107.6391 | 0.0010764 | Estuary | 0 | FIXED | 49.07 | PI5800-3962 | 0 | 0.45724 | SUBURBS | 0 | 0 | 0 | 1 | Cond | 20 | 32.8084 | 1 | N | 0 |  | CIRC | ROAD | 0.7874 | Full | 0 | Other |  | 0.059055 | 0 | 25 | 0.013 | 0.25 | FIXED | 50.22 | PI5800-4213 | 0 | 0 | 0 | 0 | 0 | 0 | 0 | 0 | 0 | 0 | 0 | [11 empty] | 251.5065
PI4200-425.1 |  |  | 0 | 0.059055 | 0 | 25 | 0.013 | 0 | 54.903 | 48 | 273.8536 | UNKN | Conduit | 48 | 1 |  | 0 | 107.6391 | 107.6391 | 0.0010764 | Estuary | 0 | FIXED | 71.69 | PI4200-151 | 0 | 0.14606 | SUBURBS | 0 | 0 | 0 | 1 | Cond | 20 | 32.8084 | 1 | N | 0 |  | CIRC | ROAD | 0.7874 | Full | 0 | Other |  | 0.059055 | 0 | 25 | 0.013 | 0.17 | FIXED | 72.09 | PI4200-425 | 0 | 0 | 0 | 0 | 0 | 0 | 0 | 0 | 0 | 0 | 0 | [11 empty] | 273.7983
PI4200-151.1 |  |  | 0 | 0.059055 | 0 | 25 | 0.013 | 0 | 81.8591 | 48 | 150.9081 | UNKN | Conduit | 48 | 1 |  | 0 | 107.6391 | 107.6391 | 0.0010764 | Estuary | 1 | FIXED | 71.2 | CC0300-11279 | 0 | 0.3247 | SUBURBS | 0 | 0 | 0 | 1 | Cond | 20 | 32.8084 | 1 | N | 0 |  | CIRC | ROAD | 0.7874 | Full | 0 | Other |  | 0.059055 | 0 | 25 | 0.013 | 0.27 | FIXED | 71.69 | PI4200-151 | 0 | 0 | 0 | 0 | 0 | 0 | 0 | 0 | 0 | 0 | 0 | [11 empty] | 150.9081
PI0800-12284.1 |  |  | 0 | 0.059055 | 0 | 25 | 0.013 | 0 | 119.5275 | 48 | 363.3839 | UNKN | Conduit | 48 | 1 |  | 0 | 107.6391 | 107.6391 | 0.0010764 | Estuary | 0 | FIXED | 18.5743 | PI0800-11920 | 0 | 0.69229 | SUBURBS | 0 | 0 | 0 | 1 | Cond | 20 | 32.8084 | 1 | N | 0 |  | CIRC | ROAD | 0.7874 | Full | 0 | Other |  | 0.059055 | 0 | 25 | 0.013 | 0.83 | FIXED | 21.09 | PI0800-12284 | 0 | 0 | 0 | 0 | 0 | 0 | 0 | 0 | 0 | 0 | 0 | [11 empty] | 363.3831
PI7700-4239.1 |  |  | 0 | 0.059055 | 0 | 25 | 0.013 | 0 | 84.8604 | 48 | 73.3048 | UNKN | Conduit | 48 | 1 |  | 0 | 107.6391 | 107.6391 | 0.0010764 | Estuary | 0 | FIXED | 35.1241 | PI7700-4166 | 0 | 0.34895 | SUBURBS | 0 | 0 | 0 | 1 | Cond | 20 | 32.8084 | 1 | N | 0 |  | CIRC | ROAD | 0.7874 | Full | 0 | Other |  | 0.059055 | 0 | 25 | 0.013 | 0.19 | FIXED | 35.3799 | PI7700-4239 | 0 | 0 | 0 | 0 | 0 | 0 | 0 | 0 | 0 | 0 | 0 | [11 empty] | 73.2682
PI7700-3575.1 |  |  | 0 | 0.059055 | 0 | 25 | 0.013 | 0 | 84.8604 | 48 | 94.687 | UNKN | Conduit | 48 | 1 |  | 0 | 107.6391 | 107.6391 | 0.0010764 | Estuary | 0 | FIXED | 32.7326 | PI7700-3480 | 0 | 0.34895 | SUBURBS | 0 | 0 | 0 | 1 | Cond | 20 | 32.8084 | 1 | N | 0 |  | CIRC | ROAD | 0.7874 | Full | 0 | Other |  | 0.059055 | 0 | 25 | 0.013 | 0.58 | FIXED | 33.063 | PI7700-3575 | 0 | 0 | 0 | 0 | 0 | 0 | 0 | 0 | 0 | 0 | 0 | [11 empty] | 94.6867
PI7700-4822.1 |  |  | 0 | 0.059055 | 0 | 25 | 0.013 | 0 | 84.8604 | 48 | 302.5848 | UNKN | Conduit | 48 | 1 |  | 0 | 107.6391 | 107.6391 | 0.0010764 | Estuary | 0 | FIXED | 36.3568 | PI7700-4519 | 0 | 0.34895 | SUBURBS | 0 | 0 | 0 | 1 | Cond | 20 | 32.8084 | 1 | N | 0 |  | CIRC | ROAD | 0.7874 | Full | 0 | Other |  | 0.059055 | 0 | 25 | 0.013 | 0.5 | FIXED | 37.4127 | PI7700-4822 | 0 | 0 | 0 | 0 | 0 | 0 | 0 | 0 | 0 | 0 | 0 | [11 empty] | 302.5846
PI7700-5454.1 |  |  | 0 | 0.059055 | 0 | 25 | 0.013 | 0 | 71.732 | 48 | 632.6333 | UNKN | Conduit | 48 | 1 |  | 0 | 107.6391 | 107.6391 | 0.0010764 | Estuary | 0 | FIXED | 37.4127 | PI7700-4822 | 0 | 0.24933 | SUBURBS | 0 | 0 | 0 | 1 | Cond | 20 | 32.8084 | 1 | N | 0 |  | CIRC | ROAD | 0.7874 | Full | 0 | Other |  | 0.059055 | 0 | 25 | 0.013 | 0.17 | FIXED | 38.99 | PI7700-5454 | 0 | 0 | 0 | 0 | 0 | 0 | 0 | 0 | 0 | 0 | 0 | [11 empty] | 632.6321
PI9500-3566.1 |  |  | 0 | 0.059055 | 0 | 25 | 0.013 | 0 | 102.8733 | 48 | 641.5655 | UNKN | Conduit | 48 | 1 |  | 0 | 107.6391 | 107.6391 | 0.0010764 | Estuary | 0 | FIXED | 88.02 | PI9500-2924 | 0 | 0.51281 | SUBURBS | 0 | 0 | 0 | 1 | Cond | 20 | 32.8084 | 1 | N | 0 |  | CIRC | ROAD | 0.7874 | Full | 0 | Other |  | 0.059055 | 0 | 25 | 0.013 | 0.17 | FIXED | 91.31 | PI9500-3566 | 0 | 0 | 0 | 0 | 0 | 0 | 0 | 0 | 0 | 0 | 0 | [11 empty] | 641.5645
PI9500-3625.1 |  |  | 0 | 0.059055 | 0 | 25 | 0.013 | 0 | 72.4195 | 48 | 59.0242 | UNKN | Conduit | 48 | 1 |  | 0 | 107.6391 | 107.6391 | 0.0010764 | Estuary | 0 | FIXED | 91.31 | PI9500-3566 | 0 | 0.25413 | SUBURBS | 0 | 0 | 0 | 1 | Cond | 20 | 32.8084 | 1 | N | 0 |  | CIRC | ROAD | 0.7874 | Full | 0 | Other |  | 0.059055 | 0 | 25 | 0.013 | 0.5 | FIXED | 91.46 | PI9500-3625 | 0 | 0 | 0 | 0 | 0 | 0 | 0 | 0 | 0 | 0 | 0 | [11 empty] | 59.0237
PI9600-1761.1 |  |  | 0 | 0.059055 | 0 | 25 | 0.013 | 0 | 71.8884 | 48 | 762.7225 | UNKN | Conduit | 48 | 1 |  | 0 | 107.6391 | 107.6391 | 0.0010764 | Estuary | 0 | FIXED | 82.16 | PI9600-998 | 0 | 0.25042 | SUBURBS | 0 | 0 | 0 | 1 | Cond | 20 | 32.8084 | 1 | N | 0 |  | CIRC | ROAD | 0.7874 | Full | 0 | Other |  | 0.059055 | 0 | 25 | 0.013 | 0.81 | FIXED | 84.07 | PI9600-1761 | 0 | 0 | 0 | 0 | 0 | 0 | 0 | 0 | 0 | 0 | 0 | [11 empty] | 762.6806
PI4200-740.1 |  |  | 0 | 0.059055 | 0 | 25 | 0.013 | 0 | 56.0336 | 48 | 315.4963 | UNKN | Conduit | 48 | 1 |  | 0 | 107.6391 | 107.6391 | 0.0010764 | Estuary | 0 | FIXED | 72.09 | PI4200-425 | 0 | 0.15214 | SUBURBS | 0 | 0 | 0 | 1 | Cond | 20 | 32.8084 | 1 | N | 0 |  | CIRC | ROAD | 0.7874 | Full | 0 | Other |  | 0.059055 | 0 | 25 | 0.013 | 0.2 | FIXED | 72.57 | PI4200-740 | 0 | 0 | 0 | 0 | 0 | 0 | 0 | 0 | 0 | 0 | 0 | [11 empty] | 315.4273
PI0800-11010.1 |  |  | 0 | 0.059055 | 0 | 25 | 0.013 | 0 | -52.1932 | 48 | 31.8085 | UNKN | Conduit | 48 | 1 |  | 0 | 107.6391 | 107.6391 | 0.0010764 | Estuary | 0 | FIXED | 19.8175 | PI0800-10978 | 0 | -0.132 | SUBURBS | 0 | 0 | 0 | 1 | Cond | 20 | 32.8084 | 1 | N | 0 |  | CIRC | ROAD | 0.7874 | Full | 0 | Other |  | 0.059055 | 0 | 25 | 0.013 | 0.4 | FIXED | 19.7756 | PI0800-11010 | 0 | 0 | 0 | 0 | 0 | 0 | 0 | 0 | 0 | 0 | 0 | [11 empty] | 31.8089
PI7700-3842.1 |  |  | 0 | 0.059055 | 0 | 25 | 0.013 | 0 | 84.8604 | 48 | 267.0792 | UNKN | Conduit | 48 | 1 |  | 0 | 107.6391 | 107.6391 | 0.0010764 | Estuary | 0 | FIXED | 33.063 | PI7700-3575 | 0 | 0.34895 | SUBURBS | 0 | 0 | 0 | 1 | Cond | 20 | 32.8084 | 1 | N | 0 |  | CIRC | ROAD | 0.7874 | Full | 0 | Other |  | 0.059055 | 0 | 25 | 0.013 | 0.17 | FIXED | 33.995 | PI7700-3842 | 0 | 0 | 0 | 0 | 0 | 0 | 0 | 0 | 0 | 0 | 0 | [11 empty] | 267.079
PI7700-3480.1 |  |  | 0 | 0.059055 | 0 | 25 | 0.013 | 0 | 84.8604 | 48 | 328.1661 | UNKN | Conduit | 48 | 1 |  | 0 | 107.6391 | 107.6391 | 0.0010764 | Estuary | 0 | FIXED | 31.5875 | PI7700-3152 | 0 | 0.34895 | SUBURBS | 0 | 0 | 0 | 1 | Cond | 20 | 32.8084 | 1 | N | 0 |  | CIRC | ROAD | 0.7874 | Full | 0 | Other |  | 0.059055 | 0 | 25 | 0.013 | 0.76 | FIXED | 32.7326 | PI7700-3480 | 0 | 0 | 0 | 0 | 0 | 0 | 0 | 0 | 0 | 0 | 0 | [11 empty] | 328.1653
PI7700-2708.1 |  |  | 0 | 0.059055 | 0 | 25 | 0.013 | 0 | 84.8604 | 48 | 447.7515 | UNKN | Conduit | 48 | 1 |  | 0 | 107.6391 | 107.6391 | 0.0010764 | Estuary | 0 | FIXED | 28.4764 | PI7700-2261 | 0 | 0.34895 | SUBURBS | 0 | 0 | 0 | 1 | Cond | 20 | 32.8084 | 1 | N | 0 |  | CIRC | ROAD | 0.7874 | Full | 0 | Other |  | 0.059055 | 0 | 25 | 0.013 | 0.17 | FIXED | 30.0388 | PI7700-2708 | 0 | 0 | 0 | 0 | 0 | 0 | 0 | 0 | 0 | 0 | 0 | [11 empty] | 447.75
PI7700-3152.1 |  |  | 0 | 0.059055 | 0 | 25 | 0.013 | 0 | 84.8604 | 48 | 443.8066 | UNKN | Conduit | 48 | 1 |  | 0 | 107.6391 | 107.6391 | 0.0010764 | Estuary | 0 | FIXED | 30.0388 | PI7700-2708 | 0 | 0.34895 | SUBURBS | 0 | 0 | 0 | 1 | Cond | 20 | 32.8084 | 1 | N | 0 |  | CIRC | ROAD | 0.7874 | Full | 0 | Other |  | 0.059055 | 0 | 25 | 0.013 | 0.17 | FIXED | 31.5875 | PI7700-3152 | 0 | 0 | 0 | 0 | 0 | 0 | 0 | 0 | 0 | 0 | 0 | [11 empty] | 443.8059
PI7700-2261.1 |  |  | 0 | 0.059055 | 0 | 25 | 0.013 | 0 | 84.8604 | 48 | 457.4988 | UNKN | Conduit | 48 | 1 |  | 0 | 107.6391 | 107.6391 | 0.0010764 | Estuary | 0 | FIXED | 26.88 | PI7700-1803 | 0 | 0.34895 | SUBURBS | 0 | 0 | 0 | 1 | Cond | 20 | 32.8084 | 1 | N | 0 |  | CIRC | ROAD | 0.7874 | Full | 0 | Other |  | 0.059055 | 0 | 25 | 0.013 | 0.17 | FIXED | 28.4764 | PI7700-2261 | 0 | 0 | 0 | 0 | 0 | 0 | 0 | 0 | 0 | 0 | 0 | [11 empty] | 457.4982
PI7700-433.1 |  |  | 0 | 0.059055 | 0 | 25 | 0.013 | 0 | 97.404 | 48 | 334.979 | UNKN | Conduit | 48 | 1 |  | 0 | 107.6391 | 107.6391 | 0.0010764 | Estuary | 0 | FIXED | 21.91 | PI7700-98 | 0 | 0.45973 | SUBURBS | 0 | 0 | 0 | 1 | Cond | 20 | 32.8084 | 1 | N | 0 |  | CIRC | ROAD | 0.7874 | Full | 0 | Other |  | 0.059055 | 0 | 25 | 0.013 | 0.75 | FIXED | 23.45 | PI7700-433 | 0 | 0 | 0 | 0 | 0 | 0 | 0 | 0 | 0 | 0 | 0 | [11 empty] | 334.9782
PI6600-2362.1 |  |  | 0 | 0.059055 | 0 | 25 | 0.013 | 0 | -161.3314 | 48 | 179.986 | UNKN | Conduit | 48 | 1 |  | 0 | 107.6391 | 107.6391 | 0.0010764 | Estuary | 0 | FIXED | 8.88 | PI6600-2182 | 0 | -1.2612 | SUBURBS | 0 | 0 | 0 | 1 | Cond | 20 | 32.8084 | 1 | N | 0 |  | CIRC | ROAD | 0.7874 | Full | 0 | Other |  | 0.059055 | 0 | 25 | 0.013 | 0.25 | FIXED | 6.61 | PI6600-2362 | 0 | 0 | 0 | 0 | 0 | 0 | 0 | 0 | 0 | 0 | 0 | [11 empty] | 179.986
PI7700-4519.1 |  |  | 0 | 0.059055 | 0 | 25 | 0.013 | 0 | 84.8604 | 48 | 279.9547 | UNKN | Conduit | 48 | 1 |  | 0 | 107.6391 | 107.6391 | 0.0010764 | Estuary | 0 | FIXED | 35.3799 | PI7700-4239 | 0 | 0.34895 | SUBURBS | 0 | 0 | 0 | 1 | Cond | 20 | 32.8084 | 1 | N | 0 |  | CIRC | ROAD | 0.7874 | Full | 0 | Other |  | 0.059055 | 0 | 25 | 0.013 | 0.17 | FIXED | 36.3568 | PI7700-4519 | 0 | 0 | 0 | 0 | 0 | 0 | 0 | 0 | 0 | 0 | 0 | [11 empty] | 279.9541
PI7700-5971.1 |  |  | 0 | 0.059055 | 0 | 25 | 0.013 | 0 | 71.7588 | 48 | 516.9988 | UNKN | Conduit | 48 | 1 |  | 0 | 107.6391 | 107.6391 | 0.0010764 | Estuary | 0 | FIXED | 38.99 | PI7700-5454 | 0 | 0.24952 | SUBURBS | 0 | 0 | 0 | 1 | Cond | 20 | 32.8084 | 1 | N | 0 |  | CIRC | ROAD | 0.7874 | Full | 0 | Other |  | 0.059055 | 0 | 25 | 0.013 | 0.75 | FIXED | 40.28 | PI7700-5971 | 0 | 0 | 0 | 0 | 0 | 0 | 0 | 0 | 0 | 0 | 0 | [11 empty] | 516.998
PI0800-11700.1 |  |  | 0 | 0.059055 | 0 | 25 | 0.013 | 0 | -52.1932 | 48 | 689.9398 | UNKN | Conduit | 48 | 1 |  | 0 | 107.6391 | 107.6391 | 0.0010764 | Estuary | 0 | FIXED | 19.7756 | PI0800-11010 | 0 | -0.132 | SUBURBS | 0 | 0 | 0 | 1 | Cond | 20 | 32.8084 | 1 | N | 0 |  | CIRC | ROAD | 0.7874 | Full | 0 | Other |  | 0.059055 | 0 | 25 | 0.013 | 0.17 | FIXED | 18.8648 | PI0800-11700 | 0 | 0 | 0 | 0 | 0 | 0 | 0 | 0 | 0 | 0 | 0 | [11 empty] | 689.9378
PI0800-11920.1 |  |  | 0 | 0.059055 | 0 | 25 | 0.013 | 0 | -52.1932 | 48 | 220.0576 | UNKN | Conduit | 48 | 1 |  | 0 | 107.6391 | 107.6391 | 0.0010764 | Estuary | 0 | FIXED | 18.8648 | PI0800-11700 | 0 | -0.132 | SUBURBS | 0 | 0 | 0 | 1 | Cond | 20 | 32.8084 | 1 | N | 0 |  | CIRC | ROAD | 0.7874 | Full | 0 | Other |  | 0.059055 | 0 | 25 | 0.013 | 0.17 | FIXED | 18.5743 | PI0800-11920 | 0 | 0 | 0 | 0 | 0 | 0 | 0 | 0 | 0 | 0 | 0 | [11 empty] | 220.0573
PI7700-4166.1 |  |  | 0 | 0.059055 | 0 | 25 | 0.013 | 0 | 84.8604 | 48 | 271.0073 | UNKN | Conduit | 48 | 1 |  | 0 | 107.6391 | 107.6391 | 0.0010764 | Estuary | 0 | FIXED | 34.1784 | PI7700-3895 | 0 | 0.34895 | SUBURBS | 0 | 0 | 0 | 1 | Cond | 20 | 32.8084 | 1 | N | 0 |  | CIRC | ROAD | 0.7874 | Full | 0 | Other |  | 0.059055 | 0 | 25 | 0.013 | 0.29 | FIXED | 35.1241 | PI7700-4166 | 0 | 0 | 0 | 0 | 0 | 0 | 0 | 0 | 0 | 0 | 0 | [11 empty] | 271.006
PI7700-3895.1 |  |  | 0 | 0.059055 | 0 | 25 | 0.013 | 0 | 84.8604 | 48 | 52.5698 | UNKN | Conduit | 48 | 1 |  | 0 | 107.6391 | 107.6391 | 0.0010764 | Estuary | 0 | FIXED | 33.995 | PI7700-3842 | 0 | 0.34895 | SUBURBS | 0 | 0 | 0 | 1 | Cond | 20 | 32.8084 | 1 | N | 0 |  | CIRC | ROAD | 0.7874 | Full | 0 | Other |  | 0.059055 | 0 | 25 | 0.013 | 0.17 | FIXED | 34.1784 | PI7700-3895 | 0 | 0 | 0 | 0 | 0 | 0 | 0 | 0 | 0 | 0 | 0 | [11 empty] | 52.57
PI0800-7928.1 |  |  | 0 | 0.059055 | 0 | 25 | 0.013 | 0 | -84.2399 | 48 | 157.0393 | UNKN | Conduit | 48 | 1 |  | 0 | 107.6391 | 107.6391 | 0.0010764 | Estuary | 0 | FIXED | 16.42 | PI0800-7771 | 0 | -0.34386 | SUBURBS | 0 | 0 | 0 | 1 | Cond | 20 | 32.8084 | 1 | N | 0 |  | CIRC | ROAD | 0.7874 | Full | 0 | Other |  | 0.059055 | 0 | 25 | 0.013 | 0.18 | FIXED | 15.88 | PI0800-7928 | 0 | 0 | 0 | 0 | 0 | 0 | 0 | 0 | 0 | 0 | 0 | [11 empty] | 157.0387
PI0806-55.1 |  |  | 0 | 0.059055 | 0 | 25 | 0.013 | 0 | 169.9719 | 48 | 55.0031 | UNKN | Conduit | 48 | 1 |  | 0 | 107.6391 | 107.6391 | 0.0010764 | Estuary | 0 | FIXED | 15.99 | PI0800-7165 | 0 | 1.3999 | SUBURBS | 0 | 0 | 0 | 1 | Cond | 20 | 32.8084 | 1 | N | 0 |  | CIRC | ROAD | 0.7874 | Full | 0 | Other |  | 0.059055 | 0 | 25 | 0.013 | 0.5 | FIXED | 16.76 | PI0806-55 | 0 | 0 | 0 | 0 | 0 | 0 | 0 | 0 | 0 | 0 | 0 | [11 empty] | 55.0025
PI0502-536.1 |  |  | 0 | 0.059055 | 0 | 25 | 0.013 | 0 | 60.3719 | 48 | 22.6486 | UNKN | Conduit | 48 | 1 |  | 0 | 107.6391 | 107.6391 | 0.0010764 | Estuary | 0 | FIXED | 25.89 | PI0502-513 | 0 | 0.17661 | SUBURBS | 0 | 0 | 0 | 1 | Cond | 20 | 32.8084 | 1 | N | 0 |  | CIRC | ROAD | 0.7874 | Full | 0 | Other |  | 0.059055 | 0 | 25 | 0.013 | 0.17 | FIXED | 25.93 | PI0502-536 | 0 | 0 | 0 | 0 | 0 | 0 | 0 | 0 | 0 | 0 | 0 | [11 empty] | 22.6487
PI0502-608.1 |  |  | 0 | 0.059055 | 0 | 25 | 0.013 | 0 | 50.7434 | 48 | 72.1331 | UNKN | Conduit | 48 | 1 |  | 0 | 107.6391 | 107.6391 | 0.0010764 | Estuary | 0 | FIXED | 25.93 | PI0502-536 | 0 | 0.12477 | SUBURBS | 0 | 0 | 0 | 1 | Cond | 20 | 32.8084 | 1 | N | 0 |  | CIRC | ROAD | 0.7874 | Full | 0 | Other |  | 0.059055 | 0 | 25 | 0.013 | 0.5 | FIXED | 26.02 | PI0502-608 | 0 | 0 | 0 | 0 | 0 | 0 | 0 | 0 | 0 | 0 | 0 | [11 empty] | 72.1322
PI0502-273.1 |  |  | 0 | 0.059055 | 0 | 25 | 0.013 | 0 | 71.7476 | 48 | 272.612 | UNKN | Conduit | 48 | 1 |  | 0 | 107.6391 | 107.6391 | 0.0010764 | Estuary | 0 | FIXED | 24.39 | PI0500-5975 | 0 | 0.24944 | SUBURBS | 0 | 0 | 0 | 1 | Cond | 20 | 32.8084 | 1 | N | 0 |  | CIRC | ROAD | 0.7874 | Full | 0 | Other |  | 0.059055 | 0 | 25 | 0.013 | 0.17 | FIXED | 25.07 | PI0502-273 | 0 | 0 | 0 | 0 | 0 | 0 | 0 | 0 | 0 | 0 | 0 | [11 empty] | 272.6107
PI0502-500.1 |  |  | 0 | 0.059055 | 0 | 25 | 0.013 | 0 | 71.8761 | 48 | 227.6963 | UNKN | Conduit | 48 | 1 |  | 0 | 107.6391 | 107.6391 | 0.0010764 | Estuary | 0 | FIXED | 25.07 | PI0502-273 | 0 | 0.25033 | SUBURBS | 0 | 0 | 0 | 1 | Cond | 20 | 32.8084 | 1 | N | 0 |  | CIRC | ROAD | 0.7874 | Full | 0 | Other |  | 0.059055 | 0 | 25 | 0.013 | 0.17 | FIXED | 25.64 | PI0502-500 | 0 | 0 | 0 | 0 | 0 | 0 | 0 | 0 | 0 | 0 | 0 | [11 empty] | 227.6759
PI0502-513.1 |  |  | 0 | 0.059055 | 0 | 25 | 0.013 | 0 | 71.8761 | 48 | 12.7641 | UNKN | Conduit | 48 | 1 |  | 0 | 107.6391 | 107.6391 | 0.0010764 | Estuary | 0 | FIXED | 25.858 | PI0502-500 | 0 | 0.25033 | SUBURBS | 0 | 0 | 0 | 1 | Cond | 20 | 32.8084 | 1 | N | 0 |  | CIRC | ROAD | 0.7874 | Full | 0 | Other |  | 0.059055 | 0 | 25 | 0.013 | 0.76 | FIXED | 25.89 | PI0502-513 | 0 | 0 | 0 | 0 | 0 | 0 | 0 | 0 | 0 | 0 | 0 | [11 empty] | 12.7635
PI5800-3962.1 |  |  | 0 | 0.059055 | 0 | 25 | 0.013 | 0 | 78.6839 | 48 | 239.9997 | UNKN | Conduit | 48 | 1 |  | 0 | 107.6391 | 107.6391 | 0.0010764 | Estuary | 0 | FIXED | 48.35 | PI5800-3722 | 0 | 0.3 | SUBURBS | 0 | 0 | 0 | 1 | Cond | 20 | 32.8084 | 1 | N | 0 |  | CIRC | ROAD | 0.7874 | Full | 0 | Other |  | 0.059055 | 0 | 25 | 0.013 | 0.17 | FIXED | 49.07 | PI5800-3962 | 0 | 0 | 0 | 0 | 0 | 0 | 0 | 0 | 0 | 0 | 0 | [11 empty] | 239.9992
PI5800-3722.1 |  |  | 0 | 0.059055 | 0 | 25 | 0.013 | 0 | 78.6126 | 48 | 494.2287 | UNKN | Conduit | 48 | 1 |  | 0 | 107.6391 | 107.6391 | 0.0010764 | Estuary | 0 | FIXED | 46.87 | PI5800-3228 | 0 | 0.29946 | SUBURBS | 0 | 0 | 0 | 1 | Cond | 20 | 32.8084 | 1 | N | 0 |  | CIRC | ROAD | 0.7874 | Full | 0 | Other |  | 0.059055 | 0 | 25 | 0.013 | 0.24 | FIXED | 48.35 | PI5800-3722 | 0 | 0 | 0 | 0 | 0 | 0 | 0 | 0 | 0 | 0 | 0 | [11 empty] | 494.2275
PI5800-2991.1 |  |  | 0 | 0.059055 | 0 | 25 | 0.013 | 0 | 77.7538 | 48 | 85.3389 | UNKN | Conduit | 48 | 1 |  | 0 | 107.6391 | 107.6391 | 0.0010764 | Estuary | 0 | FIXED | 45.92 | PI5800-2906 | 0 | 0.29295 | SUBURBS | 0 | 0 | 0 | 1 | Cond | 20 | 32.8084 | 1 | N | 0 |  | CIRC | ROAD | 0.7874 | Full | 0 | Other |  | 0.059055 | 0 | 25 | 0.013 | 0.21 | FIXED | 46.17 | PI5800-2991 | 0 | 0 | 0 | 0 | 0 | 0 | 0 | 0 | 0 | 0 | 0 | [11 empty] | 85.3385
PI5800-2906.1 |  |  | 0 | 0.059055 | 0 | 25 | 0.013 | 0 | 95.3752 | 48 | 154.2724 | UNKN | Conduit | 48 | 1 |  | 0 | 107.6391 | 107.6391 | 0.0010764 | Estuary | 0 | FIXED | 45.24 | PI5800-2752 | 0 | 0.44078 | SUBURBS | 0 | 0 | 0 | 1 | Cond | 20 | 32.8084 | 1 | N | 0 |  | CIRC | ROAD | 0.7874 | Full | 0 | Other |  | 0.059055 | 0 | 25 | 0.013 | 0.17 | FIXED | 45.92 | PI5800-2906 | 0 | 0 | 0 | 0 | 0 | 0 | 0 | 0 | 0 | 0 | 0 | [11 empty] | 154.2717
PI5800-2752.1 |  |  | 0 | 0.059055 | 0 | 25 | 0.013 | 0 | -309.8258 | 48 | 47.7274 | UNKN | Conduit | 48 | 1 |  | 0 | 107.6391 | 107.6391 | 0.0010764 | Estuary | 0 | FIXED | 47.46 | PI5800-2704 | 0 | -4.6514 | SUBURBS | 0 | 0 | 0 | 1 | Cond | 20 | 32.8084 | 1 | N | 0 |  | CIRC | ROAD | 0.7874 | Full | 0 | Other |  | 0.059055 | 0 | 25 | 0.013 | 0.17 | FIXED | 45.24 | PI5800-2752 | 0 | 0 | 0 | 0 | 0 | 0 | 0 | 0 | 0 | 0 | 0 | [11 empty] | 47.7278
PI5810-127.1 |  |  | 0 | 0.059055 | 0 | 25 | 0.013 | 0 | 278.1167 | 48 | 126.9998 | UNKN | Conduit | 48 | 1 |  | 0 | 107.6391 | 107.6391 | 0.0010764 | Estuary | 0 | FIXED | 45.24 | PI5800-2752 | 0 | 3.748 | SUBURBS | 0 | 0 | 0 | 1 | Cond | 20 | 32.8084 | 1 | N | 0 |  | CIRC | ROAD | 0.7874 | Full | 0 | Other |  | 0.059055 | 0 | 25 | 0.013 | 0.17 | FIXED | 50 | PI5810-127 | 0 | 0 | 0 | 0 | 0 | 0 | 0 | 0 | 0 | 0 | 0 | [11 empty] | 126.9991
PI5800-2365.1 |  |  | 0 | 0.059055 | 0 | 25 | 0.013 | 0 | 98.1521 | 48 | 518.4023 | UNKN | Conduit | 48 | 1 |  | 0 | 107.6391 | 107.6391 | 0.0010764 | Estuary | 0 | FIXED | 44.87 | PI5800-1846 | 0 | 0.46682 | SUBURBS | 0 | 0 | 0 | 1 | Cond | 20 | 32.8084 | 1 | N | 0 |  | CIRC | ROAD | 0.7874 | Full | 0 | Other |  | 0.059055 | 0 | 25 | 0.013 | 0.17 | FIXED | 47.29 | PI5800-2365 | 0 | 0 | 0 | 0 | 0 | 0 | 0 | 0 | 0 | 0 | 0 | [11 empty] | 518.3782
PI5800-2581.1 |  |  | 0 | 0.059055 | 0 | 25 | 0.013 | 0 | 78.7901 | 48 | 216.0828 | UNKN | Conduit | 48 | 1 |  | 0 | 107.6391 | 107.6391 | 0.0010764 | Estuary | 0 | FIXED | 47.29 | PI5800-2365 | 0 | 0.30081 | SUBURBS | 0 | 0 | 0 | 1 | Cond | 20 | 32.8084 | 1 | N | 0 |  | CIRC | ROAD | 0.7874 | Full | 0 | Other |  | 0.059055 | 0 | 25 | 0.013 | 0.17 | FIXED | 47.94 | PI5800-2581 | 0 | 0 | 0 | 0 | 0 | 0 | 0 | 0 | 0 | 0 | 0 | [11 empty] | 216.0572
PI5800-1805.1 |  |  | 0 | 0.059055 | 0 | 25 | 0.013 | 0 | 152.4835 | 48 | 258.2841 | UNKN | Conduit | 48 | 1 |  | 0 | 107.6391 | 107.6391 | 0.0010764 | Estuary | 0 | FIXED | 41.86 | PI5800-1547 | 0 | 1.1267 | SUBURBS | 0 | 0 | 0 | 1 | Cond | 20 | 32.8084 | 1 | N | 0 |  | CIRC | ROAD | 0.7874 | Full | 0 | Other |  | 0.059055 | 0 | 25 | 0.013 | 0.19 | FIXED | 44.77 | PI5800-1805 | 0 | 0 | 0 | 0 | 0 | 0 | 0 | 0 | 0 | 0 | 0 | [11 empty] | 258.2857
PI5800-2704.1 |  |  | 0 | 0.059055 | 0 | 25 | 0.013 | 0 | -89.6287 | 48 | 123.3098 | UNKN | Conduit | 48 | 1 |  | 0 | 107.6391 | 107.6391 | 0.0010764 | Estuary | 0 | FIXED | 47.94 | PI5800-2581 | 0 | -0.38926 | SUBURBS | 0 | 0 | 0 | 1 | Cond | 20 | 32.8084 | 1 | N | 0 |  | CIRC | ROAD | 0.7874 | Full | 0 | Other |  | 0.059055 | 0 | 25 | 0.013 | 0.17 | FIXED | 47.46 | PI5800-2704 | 0 | 0 | 0 | 0 | 0 | 0 | 0 | 0 | 0 | 0 | 0 | [11 empty] | 123.309
PI5810-957.1 |  |  | 0 | 0.059055 | 0 | 25 | 0.013 | 0 | 91.8861 | 48 | 454.6356 | UNKN | Conduit | 48 | 1 |  | 0 | 107.6391 | 107.6391 | 0.0010764 | Estuary | 0 | FIXED | 51 | PI5810-502 | 0 | 0.40912 | SUBURBS | 0 | 0 | 0 | 1 | Cond | 20 | 32.8084 | 1 | N | 0 |  | CIRC | ROAD | 0.7874 | Full | 0 | Other |  | 0.059055 | 0 | 25 | 0.013 | 0.5 | FIXED | 52.86 | PI5810-957 | 0 | 0 | 0 | 0 | 0 | 0 | 0 | 0 | 0 | 0 | 0 | [11 empty] | 454.6349
PI5800-3228.1 |  |  | 0 | 0.059055 | 0 | 25 | 0.013 | 0 | 78.2241 | 48 | 236.0845 | UNKN | Conduit | 48 | 1 |  | 0 | 107.6391 | 107.6391 | 0.0010764 | Estuary | 0 | FIXED | 46.17 | PI5800-2991 | 0 | 0.2965 | SUBURBS | 0 | 0 | 0 | 1 | Cond | 20 | 32.8084 | 1 | N | 0 |  | CIRC | ROAD | 0.7874 | Full | 0 | Other |  | 0.059055 | 0 | 25 | 0.013 | 0.24 | FIXED | 46.87 | PI5800-3228 | 0 | 0 | 0 | 0 | 0 | 0 | 0 | 0 | 0 | 0 | 0 | [11 empty] | 236.0795
PI0800-8079.1 |  |  | 0 | 0.059055 | 0 | 25 | 0.013 | 0 | 53.575 | 48 | 150.989 | UNKN | Conduit | 48 | 1 |  | 0 | 107.6391 | 107.6391 | 0.0010764 | Estuary | 0 | FIXED | 15.88 | PI0800-7928 | 0 | 0.13908 | SUBURBS | 0 | 0 | 0 | 1 | Cond | 20 | 32.8084 | 1 | N | 0 |  | CIRC | ROAD | 0.7874 | Full | 0 | Other |  | 0.059055 | 0 | 25 | 0.013 | 0.17 | FIXED | 16.09 | PI0800-8079 | 0 | 0 | 0 | 0 | 0 | 0 | 0 | 0 | 0 | 0 | 0 | [11 empty] | 150.9887
PI0800-8415.1 |  |  | 0 | 0.059055 | 0 | 25 | 0.013 | 0 | 53.7085 | 48 | 336.2504 | UNKN | Conduit | 48 | 1 |  | 0 | 107.6391 | 107.6391 | 0.0010764 | Estuary | 0 | FIXED | 16.09 | PI0800-8079 | 0 | 0.13978 | SUBURBS | 0 | 0 | 0 | 1 | Cond | 20 | 32.8084 | 1 | N | 0 |  | CIRC | ROAD | 0.7874 | Full | 0 | Other |  | 0.059055 | 0 | 25 | 0.013 | 0.17 | FIXED | 16.56 | PI0800-8415 | 0 | 0 | 0 | 0 | 0 | 0 | 0 | 0 | 0 | 0 | 0 | [11 empty] | 336.2499
PI0800-8827.1 |  |  | 0 | 0.059055 | 0 | 25 | 0.013 | 0 | 71.8327 | 48 | 411.9493 | UNKN | Conduit | 48 | 1 |  | 0 | 107.6391 | 107.6391 | 0.0010764 | Estuary | 0 | FIXED | 16.56 | PI0800-8415 | 0 | 0.25003 | SUBURBS | 0 | 0 | 0 | 1 | Cond | 20 | 32.8084 | 1 | N | 0 |  | CIRC | ROAD | 0.7874 | Full | 0 | Other |  | 0.059055 | 0 | 25 | 0.013 | 0.17 | FIXED | 17.59 | PI0800-8827 | 0 | 0 | 0 | 0 | 0 | 0 | 0 | 0 | 0 | 0 | 0 | [11 empty] | 411.9482
PI0800-9114.1 |  |  | 0 | 0.059055 | 0 | 25 | 0.013 | 0 | 71.9561 | 48 | 286.9773 | UNKN | Conduit | 48 | 1 |  | 0 | 107.6391 | 107.6391 | 0.0010764 | Estuary | 0 | FIXED | 17.59 | PI0800-8827 | 0 | 0.25089 | SUBURBS | 0 | 0 | 0 | 1 | Cond | 20 | 32.8084 | 1 | N | 0 |  | CIRC | ROAD | 0.7874 | Full | 0 | Other |  | 0.059055 | 0 | 25 | 0.013 | 0.17 | FIXED | 18.31 | PI0800-9114 | 0 | 0 | 0 | 0 | 0 | 0 | 0 | 0 | 0 | 0 | 0 | [11 empty] | 286.9764
PI0800-9456.1 |  |  | 0 | 0.059055 | 0 | 25 | 0.013 | 0 | -45.4414 | 48 | 341.2586 | UNKN | Conduit | 48 | 1 |  | 0 | 107.6391 | 107.6391 | 0.0010764 | Estuary | 0 | FIXED | 18.31 | PI0800-9114 | 0 | -0.10006 | SUBURBS | 0 | 0 | 0 | 1 | Cond | 20 | 32.8084 | 1 | N | 0 |  | CIRC | ROAD | 0.7874 | Full | 0 | Other |  | 0.059055 | 0 | 25 | 0.013 | 0.2 | FIXED | 17.9685 | PI0800-9456 | 0 | 0 | 0 | 0 | 0 | 0 | 0 | 0 | 0 | 0 | 0 | [11 empty] | 341.2586
PI0800-9639.1 |  |  | 0 | 0.059055 | 0 | 25 | 0.013 | 0 | 68.8812 | 48 | 183.3168 | UNKN | Conduit | 48 | 1 |  | 0 | 107.6391 | 107.6391 | 0.0010764 | Estuary | 0 | FIXED | 17.9685 | PI0800-9456 | 0 | 0.22991 | SUBURBS | 0 | 0 | 0 | 1 | Cond | 20 | 32.8084 | 1 | N | 0 |  | CIRC | ROAD | 0.7874 | Full | 0 | Other |  | 0.059055 | 0 | 25 | 0.013 | 0.2 | FIXED | 18.39 | PI0800-9639 | 0 | 0 | 0 | 0 | 0 | 0 | 0 | 0 | 0 | 0 | 0 | [11 empty] | 183.3158
PI0800-10107.1 |  |  | 0 | 0.059055 | 0 | 25 | 0.013 | 0 | 71.9397 | 48 | 307.0459 | UNKN | Conduit | 48 | 1 |  | 0 | 107.6391 | 107.6391 | 0.0010764 | Estuary | 0 | FIXED | 18.76 | PI0800-9800 | 0 | 0.25078 | SUBURBS | 0 | 0 | 0 | 1 | Cond | 20 | 32.8084 | 1 | N | 0 |  | CIRC | ROAD | 0.7874 | Full | 0 | Other |  | 0.059055 | 0 | 25 | 0.013 | 0.18 | FIXED | 19.53 | PI0800-10107 | 0 | 0 | 0 | 0 | 0 | 0 | 0 | 0 | 0 | 0 | 0 | [11 empty] | 307.2709
PI0800-9800.1 |  |  | 0 | 0.059055 | 0 | 25 | 0.013 | 0 | 68.8812 | 48 | 160.9351 | UNKN | Conduit | 48 | 1 |  | 0 | 107.6391 | 107.6391 | 0.0010764 | Estuary | 0 | FIXED | 18.39 | PI0800-9639 | 0 | 0.22991 | SUBURBS | 0 | 0 | 0 | 1 | Cond | 20 | 32.8084 | 1 | N | 0 |  | CIRC | ROAD | 0.7874 | Full | 0 | Other |  | 0.059055 | 0 | 25 | 0.013 | 0.17 | FIXED | 18.76 | PI0800-9800 | 0 | 0 | 0 | 0 | 0 | 0 | 0 | 0 | 0 | 0 | 0 | [11 empty] | 160.9353
PI0800-10484.1 |  |  | 0 | 0.059055 | 0 | 25 | 0.013 | 0 | 71.7217 | 48 | 377.1178 | UNKN | Conduit | 48 | 1 |  | 0 | 107.6391 | 107.6391 | 0.0010764 | Estuary | 0 | FIXED | 19.53 | PI0800-10107 | 0 | 0.24926 | SUBURBS | 0 | 0 | 0 | 1 | Cond | 20 | 32.8084 | 1 | N | 0 |  | CIRC | ROAD | 0.7874 | Full | 0 | Other |  | 0.059055 | 0 | 25 | 0.013 | 0.17 | FIXED | 20.47 | PI0800-10484 | 0 | 0 | 0 | 0 | 0 | 0 | 0 | 0 | 0 | 0 | 0 | [11 empty] | 377.1167
PI4200-1121.1 |  |  | 0 | 0.059055 | 0 | 25 | 0.013 | 0 | 47.7076 | 48 | 380.8235 | UNKN | Conduit | 48 | 1 |  | 0 | 107.6391 | 107.6391 | 0.0010764 | Estuary | 0 | FIXED | 72.57 | PI4200-740 | 0 | 0.11029 | SUBURBS | 0 | 0 | 0 | 1 | Cond | 20 | 32.8084 | 1 | N | 0 |  | CIRC | ROAD | 0.7874 | Full | 0 | Other |  | 0.059055 | 0 | 25 | 0.013 | 0.17 | FIXED | 72.99 | PI4200-1121 | 0 | 0 | 0 | 0 | 0 | 0 | 0 | 0 | 0 | 0 | 0 | [11 empty] | 380.7793
PI4200-2052.1 |  |  | 0 | 0.059055 | 0 | 25 | 0.013 | 0 | 38.4434 | 48 | 83.7834 | UNKN | Conduit | 48 | 1 |  | 0 | 107.6391 | 107.6391 | 0.0010764 | Estuary | 0 | FIXED | 73.65 | PI4200-1968 | 0 | 0.071613 | SUBURBS | 0 | 0 | 0 | 1 | Cond | 20 | 32.8084 | 1 | N | 0 |  | CIRC | ROAD | 0.7874 | Full | 0 | Other |  | 0.059055 | 0 | 25 | 0.013 | 0.77 | FIXED | 73.71 | PI4200-2052 | 0 | 0 | 0 | 0 | 0 | 0 | 0 | 0 | 0 | 0 | 0 | [11 empty] | 83.7838
PI4200-1805.1 |  |  | 0 | 0.059055 | 0 | 25 | 0.013 | 0 | 40.1987 | 48 | 344.8189 | UNKN | Conduit | 48 | 1 |  | 0 | 107.6391 | 107.6391 | 0.0010764 | Estuary | 0 | FIXED | 73.25 | PI4200-1460 | 0 | 0.078302 | SUBURBS | 0 | 0 | 0 | 1 | Cond | 20 | 32.8084 | 1 | N | 0 |  | CIRC | ROAD | 0.7874 | Full | 0 | Other |  | 0.059055 | 0 | 25 | 0.013 | 0.17 | FIXED | 73.52 | PI4200-1805 | 0 | 0 | 0 | 0 | 0 | 0 | 0 | 0 | 0 | 0 | 0 | [11 empty] | 344.7947
PI4200-1460.1 |  |  | 0 | 0.059055 | 0 | 25 | 0.013 | 0 | 39.8002 | 48 | 338.7297 | UNKN | Conduit | 48 | 1 |  | 0 | 107.6391 | 107.6391 | 0.0010764 | Estuary | 0 | FIXED | 72.99 | PI4200-1121 | 0 | 0.076757 | SUBURBS | 0 | 0 | 0 | 1 | Cond | 20 | 32.8084 | 1 | N | 0 |  | CIRC | ROAD | 0.7874 | Full | 0 | Other |  | 0.059055 | 0 | 25 | 0.013 | 0.17 | FIXED | 73.25 | PI4200-1460 | 0 | 0 | 0 | 0 | 0 | 0 | 0 | 0 | 0 | 0 | 0 | [11 empty] | 338.6331
PI4200-1968.1 |  |  | 0 | 0.059055 | 0 | 25 | 0.013 | 0 | 40.4699 | 48 | 163.8057 | UNKN | Conduit | 48 | 1 |  | 0 | 107.6391 | 107.6391 | 0.0010764 | Estuary | 0 | FIXED | 73.52 | PI4200-1805 | 0 | 0.079362 | SUBURBS | 0 | 0 | 0 | 1 | Cond | 20 | 32.8084 | 1 | N | 0 |  | CIRC | ROAD | 0.7874 | Full | 0 | Other |  | 0.059055 | 0 | 25 | 0.013 | 0.17 | FIXED | 73.65 | PI4200-1968 | 0 | 0 | 0 | 0 | 0 | 0 | 0 | 0 | 0 | 0 | 0 | [11 empty] | 163.8045
PI4200-2164.1 |  |  | 0 | 0.059055 | 0 | 25 | 0.013 | 0 | 71.863 | 48 | 111.8917 | UNKN | Conduit | 48 | 1 |  | 0 | 107.6391 | 107.6391 | 0.0010764 | Estuary | 0 | FIXED | 73.71 | PI4200-2052 | 0 | 0.25024 | SUBURBS | 0 | 0 | 0 | 1 | Cond | 20 | 32.8084 | 1 | N | 0 |  | CIRC | ROAD | 0.7874 | Full | 0 | Other |  | 0.059055 | 0 | 25 | 0.013 | 0.19 | FIXED | 73.99 | PI4200-2164 | 0 | 0 | 0 | 0 | 0 | 0 | 0 | 0 | 0 | 0 | 0 | [11 empty] | 111.8895
PI0800-7165.1 |  |  | 0 | 0.059055 | 0 | 25 | 0.013 | 0 | 71.8539 | 48 | 115.9173 | UNKN | Conduit | 48 | 1 |  | 0 | 107.6391 | 107.6391 | 0.0010764 | Estuary | 0 | FIXED | 15.7 | PI0800-7048 | 0 | 0.25018 | SUBURBS | 0 | 0 | 0 | 1 | Cond | 20 | 32.8084 | 1 | N | 0 |  | CIRC | ROAD | 0.7874 | Full | 0 | Other |  | 0.059055 | 0 | 25 | 0.013 | 0.18 | FIXED | 15.99 | PI0800-7165 | 0 | 0 | 0 | 0 | 0 | 0 | 0 | 0 | 0 | 0 | 0 | [11 empty] | 115.9183
PI0700-873.1 |  |  | 0 | 0.059055 | 0 | 25 | 0.013 | 0 | 32.1238 | 48 | 599.9551 | UNKN | Conduit | 48 | 1 |  | 0 | 107.6391 | 107.6391 | 0.0010764 | Estuary | 0 | FIXED | 42 | PI0700-273 | 0 | 0.050004 | SUBURBS | 0 | 0 | 0 | 1 | Cond | 20 | 32.8084 | 1 | N | 0 |  | CIRC | ROAD | 0.7874 | Full | 0 | Other |  | 0.059055 | 0 | 25 | 0.013 | 0.25 | FIXED | 42.3 | PI0700-873 | 0 | 0 | 0 | 0 | 0 | 0 | 0 | 0 | 0 | 0 | 0 | [11 empty] | 599.9541
PI0700-273.1 |  |  | 0 | 0.059055 | 0 | 25 | 0.013 | 0 | 43.3157 | 48 | 164.9877 | UNKN | Conduit | 48 | 1 |  | 0 | 107.6391 | 107.6391 | 0.0010764 | Estuary | 0 | FIXED | 41.85 | PI0601-238 | 0 | 0.090916 | SUBURBS | 0 | 0 | 0 | 1 | Cond | 20 | 32.8084 | 1 | N | 0 |  | CIRC | ROAD | 0.7874 | Full | 0 | Other |  | 0.059055 | 0 | 25 | 0.013 | 0.17 | FIXED | 42 | PI0700-273 | 0 | 0 | 0 | 0 | 0 | 0 | 0 | 0 | 0 | 0 | 0 | [11 empty] | 164.9871
CC0200-0.1 |  |  | 0 | 0.059055 | 0 | 25 | 0.013 | 0 | 114.9295 | 48 | 24.9981 | UNKN | Conduit | 48 | 1 |  | 0 | 107.6391 | 107.6391 | 0.0010764 | Estuary | 0 | FIXED | 13.67 | PI0800-5965 | 0 | 0.64005 | SUBURBS | 0 | 0 | 0 | 1 | Cond | 20 | 32.8084 | 1 | N | 0 |  | CIRC | ROAD | 0.7874 | Full | 0 | Other |  | 0.059055 | 0 | 25 | 0.013 | 0.26 | FIXED | 13.83 | CC0200-0 | 0 | 0 | 0 | 0 | 0 | 0 | 0 | 0 | 0 | 0 | 0 | [11 empty] | 24.9975
PI9600-998.1 |  |  | 0 | 0.059055 | 0 | 25 | 0.013 | 0 | 225.5024 | 48 | 235.7894 | UNKN | Conduit | 48 | 1 |  | 0 | 107.6391 | 107.6391 | 0.0010764 | Estuary | 0 | FIXED | 76.35 | PI9600-763 | 0 | 2.4641 | SUBURBS | 0 | 0 | 0 | 1 | Cond | 20 | 32.8084 | 1 | N | 0 |  | CIRC | ROAD | 0.7874 | Full | 0 | Other |  | 0.059055 | 0 | 25 | 0.013 | 0.17 | FIXED | 82.16 | PI9600-998 | 0 | 0 | 0 | 0 | 0 | 0 | 0 | 0 | 0 | 0 | 0 | [11 empty] | 235.7888
PI0800-10978.1 |  |  | 0 | 0.059055 | 0 | 25 | 0.013 | 0 | -52.1932 | 48 | 494.2849 | UNKN | Conduit | 48 | 1 |  | 0 | 107.6391 | 107.6391 | 0.0010764 | Estuary | 0 | FIXED | 20.47 | PI0800-10484 | 0 | -0.132 | SUBURBS | 0 | 0 | 0 | 1 | Cond | 20 | 32.8084 | 1 | N | 0 |  | CIRC | ROAD | 0.7874 | Full | 0 | Other |  | 0.059055 | 0 | 25 | 0.013 | 0.41 | FIXED | 19.8175 | PI0800-10978 | 0 | 0 | 0 | 0 | 0 | 0 | 0 | 0 | 0 | 0 | 0 | [11 empty] | 493.9941
PI5810-502.1 |  |  | 0 | 0.059055 | 0 | 25 | 0.013 | 0 | 74.1839 | 48 | 375.0002 | UNKN | Conduit | 48 | 1 |  | 0 | 107.6391 | 107.6391 | 0.0010764 | Estuary | 0 | FIXED | 50 | PI5810-127 | 0 | 0.26667 | SUBURBS | 0 | 0 | 0 | 1 | Cond | 20 | 32.8084 | 1 | N | 0 |  | CIRC | ROAD | 0.7874 | Full | 0 | Other |  | 0.059055 | 0 | 25 | 0.013 | 0.17 | FIXED | 51 | PI5810-502 | 0 | 0 | 0 | 0 | 0 | 0 | 0 | 0 | 0 | 0 | 0 | [11 empty] | 374.9995
PI9000-3832.1 |  |  | 0 | 0.059055 | 0 | 25 | 0.013 | 0 | 55.1168 | 48 | 244.56 | UNKN | Conduit | 48 | 1 |  | 0 | 107.6391 | 107.6391 | 0.0010764 | Estuary | 0 | FIXED | 48.84 | PI9000-3588 | 0 | 0.1472 | SUBURBS | 0 | 0 | 0 | 1 | Cond | 20 | 32.8084 | 1 | N | 0 |  | CIRC | ROAD | 0.7874 | Full | 0 | Other |  | 0.059055 | 0 | 25 | 0.013 | 0.25 | FIXED | 49.2 | PI9000-3832 | 0 | 0 | 0 | 0 | 0 | 0 | 0 | 0 | 0 | 0 | 0 | [11 empty] | 244.5601
PI9000-3588.1 |  |  | 0 | 0.059055 | 0 | 25 | 0.013 | 0 | 34.5114 | 48 | 346.5419 | UNKN | Conduit | 48 | 1 |  | 0 | 107.6391 | 107.6391 | 0.0010764 | Estuary | 0 | FIXED | 48.64 | PI9000-3241 | 0 | 0.057713 | SUBURBS | 0 | 0 | 0 | 1 | Cond | 20 | 32.8084 | 1 | N | 0 |  | CIRC | ROAD | 0.7874 | Full | 0 | Other |  | 0.059055 | 0 | 25 | 0.013 | 0.17 | FIXED | 48.84 | PI9000-3588 | 0 | 0 | 0 | 0 | 0 | 0 | 0 | 0 | 0 | 0 | 0 | [11 empty] | 346.5406
PI9000-3241.1 |  |  | 0 | 0.059055 | 0 | 25 | 0.013 | 0 | 113.7655 | 48 | 610.7003 | UNKN | Conduit | 48 | 1 |  | 0 | 107.6391 | 107.6391 | 0.0010764 | Estuary | 0 | FIXED | 44.81 | PI9000-2630 | 0 | 0.62715 | SUBURBS | 0 | 0 | 0 | 1 | Cond | 20 | 32.8084 | 1 | N | 0 |  | CIRC | ROAD | 0.7874 | Full | 0 | Other |  | 0.059055 | 0 | 25 | 0.013 | 0.17 | FIXED | 48.64 | PI9000-3241 | 0 | 0 | 0 | 0 | 0 | 0 | 0 | 0 | 0 | 0 | 0 | [11 empty] | 610.6993
PI9000-2630.1 |  |  | 0 | 0.059055 | 0 | 25 | 0.013 | 0 | -253.0168 | 48 | 73.4998 | UNKN | Conduit | 48 | 1 |  | 0 | 107.6391 | 107.6391 | 0.0010764 | Estuary | 0 | FIXED | 47.09 | PI9000-2557 | 0 | -3.102 | SUBURBS | 0 | 0 | 0 | 1 | Cond | 20 | 32.8084 | 1 | N | 0 |  | CIRC | ROAD | 0.7874 | Full | 0 | Other |  | 0.059055 | 0 | 25 | 0.013 | 0.17 | FIXED | 44.81 | PI9000-2630 | 0 | 0 | 0 | 0 | 0 | 0 | 0 | 0 | 0 | 0 | 0 | [11 empty] | 73.4996
PI9000-2557.1 |  |  | 0 | 0.059055 | 0 | 25 | 0.013 | 0 | 65.0732 | 48 | 614.0679 | UNKN | Conduit | 48 | 1 |  | 0 | 107.6391 | 107.6391 | 0.0010764 | Estuary | 0 | FIXED | 45.83 | PI9000-1943 | 0 | 0.20519 | SUBURBS | 0 | 0 | 0 | 1 | Cond | 20 | 32.8084 | 1 | N | 0 |  | CIRC | ROAD | 0.7874 | Full | 0 | Other |  | 0.059055 | 0 | 25 | 0.013 | 0.19 | FIXED | 47.09 | PI9000-2557 | 0 | 0 | 0 | 0 | 0 | 0 | 0 | 0 | 0 | 0 | 0 | [11 empty] | 614.0668
PI9000-1839.1 |  |  | 0 | 0.059055 | 0 | 25 | 0.013 | 0 | 71.6067 | 48 | 116.719 | UNKN | Conduit | 48 | 1 |  | 0 | 107.6391 | 107.6391 | 0.0010764 | Estuary | 0 | FIXED | 45.19 | PI9000-1722 | 0 | 0.24846 | SUBURBS | 0 | 0 | 0 | 1 | Cond | 20 | 32.8084 | 1 | N | 0 |  | CIRC | ROAD | 0.7874 | Full | 0 | Other |  | 0.059055 | 0 | 25 | 0.013 | 0.17 | FIXED | 45.48 | PI9000-1839 | 0 | 0 | 0 | 0 | 0 | 0 | 0 | 0 | 0 | 0 | 0 | [11 empty] | 116.718
PI9000-1681.1 |  |  | 0 | 0.059055 | 0 | 25 | 0.013 | 0 | 64.6029 | 48 | 1681.221 | UNKN | Conduit | 48 | 1 |  | 0 | 107.6391 | 107.6391 | 0.0010764 | Estuary | 0 | FIXED | 41.79 | CC0900-17460 | 0 | 0.20223 | SUBURBS | 0 | 0 | 0 | 1 | Cond | 20 | 32.8084 | 1 | N | 0 |  | CIRC | ROAD | 0.7874 | Full | 0 | Other |  | 0.059055 | 0 | 25 | 0.013 | 0.17 | FIXED | 45.19 | PI9000-1681 | 0 | 0 | 0 | 0 | 0 | 0 | 0 | 0 | 0 | 0 | 0 | [11 empty] | 1681.2181
PI9000-1722.1 |  |  | 0 | 0.059055 | 0 | 25 | 0.013 | 0 | 0 | 48 | 41.1499 | UNKN | Conduit | 48 | 1 |  | 0 | 107.6391 | 107.6391 | 0.0010764 | Estuary | 0 | FIXED | 45.19 | PI9000-1681 | 0 | 0 | SUBURBS | 0 | 0 | 0 | 1 | Cond | 20 | 32.8084 | 1 | N | 0 |  | CIRC | ROAD | 0.7874 | Full | 0 | Other |  | 0.059055 | 0 | 25 | 0.013 | 0.75 | FIXED | 45.19 | PI9000-1722 | 0 | 0 | 0 | 0 | 0 | 0 | 0 | 0 | 0 | 0 | 0 | [11 empty] | 41.1494
PI9500-2873.1 |  |  | 0 | 0.059055 | 0 | 25 | 0.013 | 0 | 71.7833 | 48 | 472.5911 | UNKN | Conduit | 48 | 1 |  | 0 | 107.6391 | 107.6391 | 0.0010764 | Estuary | 0 | FIXED | 85.73 | PI9500-2401 | 0 | 0.24969 | SUBURBS | 0 | 0 | 0 | 1 | Cond | 20 | 32.8084 | 1 | N | 0 |  | CIRC | ROAD | 0.7874 | Full | 0 | Other |  | 0.059055 | 0 | 25 | 0.013 | 0.17 | FIXED | 86.91 | PI9500-2873 | 0 | 0 | 0 | 0 | 0 | 0 | 0 | 0 | 0 | 0 | 0 | [11 empty] | 472.5224
PI9500-2924.1 |  |  | 0 | 0.059055 | 0 | 25 | 0.013 | 0 | 211.2973 | 48 | 51.308 | UNKN | Conduit | 48 | 1 |  | 0 | 107.6391 | 107.6391 | 0.0010764 | Estuary | 0 | FIXED | 86.91 | PI9500-2873 | 0 | 2.1634 | SUBURBS | 0 | 0 | 0 | 1 | Cond | 20 | 32.8084 | 1 | N | 0 |  | CIRC | ROAD | 0.7874 | Full | 0 | Other |  | 0.059055 | 0 | 25 | 0.013 | 0.17 | FIXED | 88.02 | PI9500-2924 | 0 | 0 | 0 | 0 | 0 | 0 | 0 | 0 | 0 | 0 | 0 | [11 empty] | 51.3074
PI9500-1726.1 |  |  | 0 | 0.059055 | 0 | 25 | 0.013 | 0 | 90.9019 | 48 | 606.8905 | UNKN | Conduit | 48 | 1 |  | 0 | 107.6391 | 107.6391 | 0.0010764 | Estuary | 0 | FIXED | 80.41 | PI9500-1119 | 0 | 0.4004 | SUBURBS | 0 | 0 | 0 | 1 | Cond | 20 | 32.8084 | 1 | N | 0 |  | CIRC | ROAD | 0.7874 | Full | 0 | Other |  | 0.059055 | 0 | 25 | 0.013 | 0.75 | FIXED | 82.84 | PI9500-1726 | 0 | 0 | 0 | 0 | 0 | 0 | 0 | 0 | 0 | 0 | 0 | [11 empty] | 606.7853
PI9500-2401.1 |  |  | 0 | 0.059055 | 0 | 25 | 0.013 | 0 | 94.0033 | 48 | 674.9348 | UNKN | Conduit | 48 | 1 |  | 0 | 107.6391 | 107.6391 | 0.0010764 | Estuary | 0 | FIXED | 82.84 | PI9500-1726 | 0 | 0.42819 | SUBURBS | 0 | 0 | 0 | 1 | Cond | 20 | 32.8084 | 1 | N | 0 |  | CIRC | ROAD | 0.7874 | Full | 0 | Other |  | 0.059055 | 0 | 25 | 0.013 | 0.77 | FIXED | 85.73 | PI9500-2401 | 0 | 0 | 0 | 0 | 0 | 0 | 0 | 0 | 0 | 0 | 0 | [11 empty] | 674.8674
PI9500-1119.1 |  |  | 0 | 0.059055 | 0 | 25 | 0.013 | 0 | 104.9263 | 48 | 543.5999 | UNKN | Conduit | 48 | 1 |  | 0 | 107.6391 | 107.6391 | 0.0010764 | Estuary | 0 | FIXED | 77.51 | PI9500-575 | 0 | 0.53348 | SUBURBS | 0 | 0 | 0 | 1 | Cond | 20 | 32.8084 | 1 | N | 0 |  | CIRC | ROAD | 0.7874 | Full | 0 | Other |  | 0.059055 | 0 | 25 | 0.013 | 0.17 | FIXED | 80.41 | PI9500-1119 | 0 | 0 | 0 | 0 | 0 | 0 | 0 | 0 | 0 | 0 | 0 | [11 empty] | 543.588
PI9600-763.1 |  |  | 0 | 0.059055 | 0 | 25 | 0.013 | 0 | 93.1921 | 48 | 729.5086 | UNKN | Conduit | 48 | 1 |  | 0 | 107.6391 | 107.6391 | 0.0010764 | Estuary | 0 | FIXED | 73.28 | PI9600-33 | 0 | 0.42083 | SUBURBS | 0 | 0 | 0 | 1 | Cond | 20 | 32.8084 | 1 | N | 0 |  | CIRC | ROAD | 0.7874 | Full | 0 | Other |  | 0.059055 | 0 | 25 | 0.013 | 0.17 | FIXED | 76.35 | PI9600-763 | 0 | 0 | 0 | 0 | 0 | 0 | 0 | 0 | 0 | 0 | 0 | [11 empty] | 729.5005
PI1503-3920.1 |  |  | 0 | 0.059055 | 0 | 25 | 0.013 | 0 | 0.09599 | 4 | 118 | UNKN | Conduit | 4 | 1 |  | 0 | 107.6391 | 107.6391 | 0.0010764 | Estuary | 0 | FIXED | 56.62 | PI1503-3801 | 0 | 0.25419 | SUBURBS | 0 | 0 | 0 | 1 | Cond | 20 | 32.8084 | 1 | N | 0 |  | CIRC | ROAD | 0.7874 | Full | 0 | Other |  | 0.059055 | 0 | 25 | 0.013 | 0.25 | FIXED | 56.9199 | PI1503-3920 | 0 | 0 | 0 | 0 | 0 | 0 | 0 | 0 | 0 | 0 | 0 | [11 empty] | 118.7292
PI7700-53.1 |  |  | 0 | 0.059055 | 0 | 25 | 0.013 | 0 | 542.0699 | 54 | 53.4416 | UNKN | Conduit | 54 | 1 |  | 0 | 107.6391 | 107.6391 | 0.0010764 | Estuary | 1 | FIXED | 17.5 | CC0901-3175 | 0 | 7.5971 | SUBURBS | 0 | 0 | 0 | 1 | Cond | 20 | 32.8084 | 1 | N | 0 |  | CIRC | ROAD | 0.7874 | Full | 0 | Other |  | 0.059055 | 0 | 25 | 0.013 | 0.33 | FIXED | 21.56 | PI7700-53 | 0 | 0 | 0 | 0 | 0 | 0 | 0 | 0 | 0 | 0 | 0 | [11 empty] | 53.4422
PI7701-595.1 |  |  | 0 | 0.059055 | 0 | 25 | 0.013 | 0 | 196.4458 | 54 | 595.3398 | UNKN | Conduit | 54 | 1 |  | 0 | 107.6391 | 107.6391 | 0.0010764 | Estuary | 0 | FIXED | 21.56 | PI7700-53 | 0 | 0.99775 | SUBURBS | 0 | 0 | 0 | 1 | Cond | 20 | 32.8084 | 1 | N | 0 |  | CIRC | ROAD | 0.7874 | Full | 0 | Other |  | 0.059055 | 0 | 25 | 0.013 | 0.29 | FIXED | 27.5 | PI7701-595 | 0 | 0 | 0 | 0 | 0 | 0 | 0 | 0 | 0 | 0 | 0 | [11 empty] | 595.3385
PI7701-660.1 |  |  | 0 | 0.059055 | 0 | 25 | 0.013 | 0 | 173.5335 | 54 | 64.2195 | UNKN | Conduit | 54 | 1 |  | 0 | 107.6391 | 107.6391 | 0.0010764 | Estuary | 0 | FIXED | 27.5 | PI7701-595 | 0 | 0.77858 | SUBURBS | 0 | 0 | 0 | 1 | Cond | 20 | 32.8084 | 1 | N | 0 |  | CIRC | ROAD | 0.7874 | Full | 0 | Other |  | 0.059055 | 0 | 25 | 0.013 | 0.29 | FIXED | 28 | PI7701-660 | 0 | 0 | 0 | 0 | 0 | 0 | 0 | 0 | 0 | 0 | 0 | [11 empty] | 64.2193
PI7701-807.1 |  |  | 0 | 0.059055 | 0 | 25 | 0.013 | 0 | 198.3453 | 54 | 147.4725 | UNKN | Conduit | 54 | 1 |  | 0 | 107.6391 | 107.6391 | 0.0010764 | Estuary | 0 | FIXED | 28 | PI7701-660 | 0 | 1.0171 | SUBURBS | 0 | 0 | 0 | 1 | Cond | 20 | 32.8084 | 1 | N | 0 |  | CIRC | ROAD | 0.7874 | Full | 0 | Other |  | 0.059055 | 0 | 25 | 0.013 | 0.74 | FIXED | 29.5 | PI7701-807 | 0 | 0 | 0 | 0 | 0 | 0 | 0 | 0 | 0 | 0 | 0 | [11 empty] | 147.473
PI6800-2064.1 |  |  | 0 | 0.059055 | 0 | 25 | 0.013 | 0 | 1.7555 | 12 | 53.5697 | UNKN | Conduit | 12 | 1 |  | 0 | 107.6391 | 107.6391 | 0.0010764 | Estuary | 0 | FIXED | 17.34 | PI6800-2010 | 0 | 0.24267 | SUBURBS | 0 | 0 | 0 | 1 | Cond | 20 | 32.8084 | 1 | N | 0 |  | CIRC | ROAD | 0.7874 | Full | 0 | Other |  | 0.059055 | 0 | 25 | 0.013 | 0.5 | FIXED | 17.47 | PI6800-2064 | 0 | 0 | 0 | 0 | 0 | 0 | 0 | 0 | 0 | 0 | 0 | [11 empty] | 53.5694
CC0400-0.1 |  |  | 0 | 0.059055 | 0 | 25 | 0.013 | 0 | 98.3373 | 54 | 59.9954 | UNKN | Conduit | 54 | 1 |  | 0 | 107.6391 | 107.6391 | 0.0010764 | Estuary | 0 | FIXED | 41.85 | PI0601-238 | 0 | 0.25002 | SUBURBS | 0 | 0 | 0 | 1 | Cond | 20 | 32.8084 | 1 | N | 0 |  | CIRC | ROAD | 0.7874 | Full | 0 | Other |  | 0.059055 | 0 | 25 | 0.013 | 0.5 | FIXED | 42 | CC0400-0 | 0 | 0 | 0 | 0 | 0 | 0 | 0 | 0 | 0 | 0 | 0 | [11 empty] | 108.4759
PI9500-575.1 |  |  | 0 | 0.059055 | 0 | 25 | 0.013 | 0 | 227.3099 | 54 | 322.6297 | UNKN | Conduit | 54 | 1 |  | 0 | 107.6391 | 107.6391 | 0.0010764 | Estuary | 0 | FIXED | 73.2 | PI9500-252 | 0 | 1.3359 | SUBURBS | 0 | 0 | 0 | 1 | Cond | 20 | 32.8084 | 1 | N | 0 |  | CIRC | ROAD | 0.7874 | Full | 0 | Other |  | 0.059055 | 0 | 25 | 0.013 | 0.25 | FIXED | 77.51 | PI9500-575 | 0 | 0 | 0 | 0 | 0 | 0 | 0 | 0 | 0 | 0 | 0 | [11 empty] | 322.5686
PI9500-252.1 |  |  | 0 | 0.059055 | 0 | 25 | 0.013 | 0 | 413.8516 | 66 | 118.5354 | UNKN | Conduit | 66 | 1 |  | 0 | 107.6391 | 107.6391 | 0.0010764 | Estuary | 0 | FIXED | 71.4 | PI9400-0 | 0 | 1.5185 | SUBURBS | 0 | 0 | 0 | 1 | Cond | 20 | 32.8084 | 1 | N | 0 |  | CIRC | ROAD | 0.7874 | Full | 0 | Other |  | 0.059055 | 0 | 25 | 0.013 | 0.27 | FIXED | 73.2 | PI9500-252 | 0 | 0 | 0 | 0 | 0 | 0 | 0 | 0 | 0 | 0 | 0 | [11 empty] | 194.8999
PI5400-1687.1 |  |  | 0 | 0.059055 | 0 | 25 | 0.013 | 0 | 111.23 | 60 | 667.7265 | UNKN | Conduit | 60 | 1 |  | 0 | 107.6391 | 107.6391 | 0.0010764 | Estuary | 0 | FIXED | 98.0023 | PI5400-1019 | 0 | 0.18236 | SUBURBS | 0 | 0 | 0 | 1 | Cond | 20 | 32.8084 | 1 | N | 0 |  | CIRC | ROAD | 0.7874 | Full | 0 | Other |  | 0.059055 | 0 | 25 | 0.013 | 0.17 | FIXED | 99.22 | PI5400-1687 | 0 | 0 | 0 | 0 | 0 | 0 | 0 | 0 | 0 | 0 | 0 | [11 empty] | 667.6876
PI5400-2227.1 |  |  | 0 | 0.059055 | 0 | 25 | 0.013 | 0 | 92.0917 | 60 | 199.9875 | UNKN | Conduit | 60 | 1 |  | 0 | 107.6391 | 107.6391 | 0.0010764 | Estuary | 0 | FIXED | 99.84 | PI5400-2027 | 0 | 0.12501 | SUBURBS | 0 | 0 | 0 | 1 | Cond | 20 | 32.8084 | 1 | N | 0 |  | CIRC | ROAD | 0.7874 | Full | 0 | Other |  | 0.059055 | 0 | 25 | 0.013 | 0.75 | FIXED | 100.09 | PI5400-2227 | 0 | 0 | 0 | 0 | 0 | 0 | 0 | 0 | 0 | 0 | 0 | [11 empty] | 199.987
PI5400-2027.1 |  |  | 0 | 0.059055 | 0 | 25 | 0.013 | 0 | 111.23 | 60 | 339.9788 | UNKN | Conduit | 60 | 1 |  | 0 | 107.6391 | 107.6391 | 0.0010764 | Estuary | 0 | FIXED | 99.22 | PI5400-1687 | 0 | 0.18236 | SUBURBS | 0 | 0 | 0 | 1 | Cond | 20 | 32.8084 | 1 | N | 0 |  | CIRC | ROAD | 0.7874 | Full | 0 | Other |  | 0.059055 | 0 | 25 | 0.013 | 0.17 | FIXED | 99.84 | PI5400-2027 | 0 | 0 | 0 | 0 | 0 | 0 | 0 | 0 | 0 | 0 | 0 | [11 empty] | 339.9781
PI6600-847.1 |  |  | 0 | 0.059055 | 0 | 25 | 0.013 | 0 | 130.2033 | 60 | 348.1603 | UNKN | Conduit | 60 | 1 |  | 0 | 107.6391 | 107.6391 | 0.0010764 | Estuary | 0 | FIXED | 6.61 | PI6600-498 | 0 | 0.24988 | SUBURBS | 0 | 0 | 0 | 1 | Cond | 20 | 32.8084 | 1 | N | 0 |  | CIRC | ROAD | 0.7874 | Full | 0 | Other |  | 0.059055 | 0 | 25 | 0.013 | 0.17 | FIXED | 7.48 | PI6600-847 | 0 | 0 | 0 | 0 | 0 | 0 | 0 | 0 | 0 | 0 | 0 | [11 empty] | 348.1595
PI6600-1421.1 |  |  | 0 | 0.059055 | 0 | 25 | 0.013 | 0 | 89.3009 | 60 | 442.3797 | UNKN | Conduit | 60 | 1 |  | 0 | 107.6391 | 107.6391 | 0.0010764 | Estuary | 0 | FIXED | 7.68 | PI6600-979 | 0 | 0.11755 | SUBURBS | 0 | 0 | 0 | 1 | Cond | 20 | 32.8084 | 1 | N | 0 |  | CIRC | ROAD | 0.7874 | Full | 0 | Other |  | 0.059055 | 0 | 25 | 0.013 | 0.17 | FIXED | 8.2 | PI6600-1421 | 0 | 0 | 0 | 0 | 0 | 0 | 0 | 0 | 0 | 0 | 0 | [11 empty] | 442.3794
PI6600-1567.1 |  |  | 0 | 0.059055 | 0 | 25 | 0.013 | 0 | 91.5371 | 60 | 145.741 | UNKN | Conduit | 60 | 1 |  | 0 | 107.6391 | 107.6391 | 0.0010764 | Estuary | 0 | FIXED | 8.2 | PI6600-1421 | 0 | 0.12351 | SUBURBS | 0 | 0 | 0 | 1 | Cond | 20 | 32.8084 | 1 | N | 0 |  | CIRC | ROAD | 0.7874 | Full | 0 | Other |  | 0.059055 | 0 | 25 | 0.013 | 0.17 | FIXED | 8.38 | PI6600-1567 | 0 | 0 | 0 | 0 | 0 | 0 | 0 | 0 | 0 | 0 | 0 | [11 empty] | 145.7399
PI0500-9959.1 |  |  | 0 | 0.059055 | 0 | 25 | 0.013 | 0 | 177.4034 | 60 | 1448.6025 | UNKN | Conduit | 60 | 1 |  | 0 | 107.6391 | 107.6391 | 0.0010764 | Estuary | 0 | FIXED | 25.71 | PI0500-8510 | 0 | 0.11597 | SUBURBS | 0 | 0 | 0 | 1 | Cond | 20 | 32.8084 | 2 | N | 0 |  | CIRC | ROAD | 0.7874 | Full | 0 | Other |  | 0.059055 | 0 | 25 | 0.013 | 0.17 | FIXED | 27.39 | PI0500-9959 | 0 | 0 | 0 | 0 | 0 | 0 | 0 | 0 | 0 | 0 | 0 | [11 empty] | 1448.5998
PI5400-822.1 |  |  | 0 | 0.059055 | 0 | 25 | 0.013 | 0 | 171.4037 | 60 | 702 | UNKN | Conduit | 60 | 1 |  | 0 | 107.6391 | 107.6391 | 0.0010764 | Estuary | 0 | FIXED | 92.63 | PI5400-124 | 0 | 0.43305 | SUBURBS | 0 | 0 | 0 | 1 | Cond | 20 | 32.8084 | 1 | N | 0 |  | CIRC | ROAD | 0.7874 | Full | 0 | Other |  | 0.059055 | 0 | 25 | 0.013 | 0.38 | FIXED | 95.67 | PI5400-822 | 0 | 0 | 0 | 0 | 0 | 0 | 0 | 0 | 0 | 0 | 0 | [11 empty] | 697.7273
PI5300-2224.1 |  |  | 0 | 0.059055 | 0 | 25 | 0.013 | 0 | 2.6481 | 18 | 2361.0675 | UNKN | Conduit | 18 | 1 |  | 0 | 107.6391 | 107.6391 | 0.0010764 | Estuary | 1 | FIXED | 90.4 | CC0303-3479 | 0 | 0.063531 | SUBURBS | 0 | 0 | 0 | 1 | Cond | 20 | 32.8084 | 1 | N | 0 |  | CIRC | ROAD | 0.7874 | Full | 0 | Other |  | 0.059055 | 0 | 25 | 0.013 | 0.64 | FIXED | 91.9 | PI5300-2224 | 0 | 0 | 0 | 0 | 0 | 0 | 0 | 0 | 0 | 0 | 0 | [11 empty] | 2224.4588
PI7400-85.1 |  |  | 0 | 0.059055 | 0 | 25 | 0.013 | 0 | 24.5195 | 24 | 85.147 | UNKN | Conduit | 24 | 1 |  | 0 | 107.6391 | 107.6391 | 0.0010764 | Estuary | 1 | FIXED | 23 | CC0901-1062 | 0 | 1.1744 | SUBURBS | 0 | 0 | 0 | 1 | Cond | 20 | 32.8084 | 1 | N | 0 |  | CIRC | ROAD | 0.7874 | Full | 0 | Other |  | 0.059055 | 0 | 25 | 0.013 | 0.5 | FIXED | 24 | PI7400-85 | 0 | 0 | 0 | 0 | 0 | 0 | 0 | 0 | 0 | 0 | 0 | [11 empty] | 85.1464
PI6600-1738.2 |  |  | 0 | 0.059055 | 0 | 25 | 0.013 | 0 | 91.3273 | 60 | 170.8133 | UNKN | Conduit | 60 | 1 |  | 0 | 107.6391 | 107.6391 | 0.0010764 | Estuary | 0 | FIXED | 8.38 | PI6600-1567 | 0 | 0.12294 | SUBURBS | 0 | 0 | 0 | 2 | Cond | 20 | 32.8084 | 1 | N | 0 |  | CIRC | ROAD | 0.7874 | Full | 0 | Other |  | 0.059055 | 0 | 25 | 0.013 | 0.5 | FIXED | 8.59 | PI6600-1738 | 0 | 0 | 0 | 0 | 0 | 0 | 0 | 0 | 0 | 0 | 0 | [11 empty] | 170.8133
PI5400-2281.1 |  |  | 0 | 0.059055 | 0 | 25 | 0.013 | 0 | 184.0856 | 60 | 54.054 | UNKN | Conduit | 60 | 1 |  | 0 | 107.6391 | 107.6391 | 0.0010764 | Estuary | 0 | FIXED | 100.09 | PI5400-2227 | 0 | 0.4995 | SUBURBS | 0 | 0 | 0 | 1 | Cond | 20 | 32.8084 | 1 | N | 0 |  | CIRC | ROAD | 0.7874 | Full | 0 | Other |  | 0.059055 | 0 | 25 | 0.013 | 0.17 | FIXED | 100.36 | PI5400-2281 | 0 | 0 | 0 | 0 | 0 | 0 | 0 | 0 | 0 | 0 | 0 | [11 empty] | 54.0532
PI5400-2567.1 |  |  | 0 | 0.059055 | 0 | 25 | 0.013 | 0 | 92.3291 | 60 | 286.5029 | UNKN | Conduit | 60 | 1 |  | 0 | 107.6391 | 107.6391 | 0.0010764 | Estuary | 0 | FIXED | 100.36 | PI5400-2281 | 0 | 0.12565 | SUBURBS | 0 | 0 | 0 | 1 | Cond | 20 | 32.8084 | 1 | N | 0 |  | CIRC | ROAD | 0.7874 | Full | 0 | Other |  | 0.059055 | 0 | 25 | 0.013 | 0.17 | FIXED | 100.72 | PI5400-2567 | 0 | 0 | 0 | 0 | 0 | 0 | 0 | 0 | 0 | 0 | 0 | [11 empty] | 286.5022
PI5400-2601.1 |  |  | 0 | 0.059055 | 0 | 25 | 0.013 | 0 | 89.6352 | 60 | 33.7759 | UNKN | Conduit | 60 | 1 |  | 0 | 107.6391 | 107.6391 | 0.0010764 | Estuary | 0 | FIXED | 100.72 | PI5400-2567 | 0 | 0.11843 | SUBURBS | 0 | 0 | 0 | 1 | Cond | 20 | 32.8084 | 1 | N | 0 |  | CIRC | ROAD | 0.7874 | Full | 0 | Other |  | 0.059055 | 0 | 25 | 0.013 | 0.29 | FIXED | 100.76 | PI5400-2601 | 0 | 0 | 0 | 0 | 0 | 0 | 0 | 0 | 0 | 0 | 0 | [11 empty] | 33.776
PI1300-3288.1 |  |  | 0 | 0.059055 | 0 | 25 | 0.013 | 0 | 168.4612 | 66 | 294.1012 | UNKN | Conduit | 66 | 1 |  | 0 | 107.6391 | 107.6391 | 0.0010764 | Estuary | 0 | FIXED | 23.53 | PI1300-2994 | 0 | 0.25161 | SUBURBS | 0 | 0 | 0 | 1 | Cond | 20 | 32.8084 | 1 | N | 0 |  | CIRC | ROAD | 0.7874 | Full | 0 | Other |  | 0.059055 | 0 | 25 | 0.013 | 0.17 | FIXED | 24.27 | PI1300-3288 | 0 | 0 | 0 | 0 | 0 | 0 | 0 | 0 | 0 | 0 | 0 | [11 empty] | 294.1003
PI1300-3388.1 |  |  | 0 | 0.059055 | 0 | 25 | 0.013 | 0 | 195.4121 | 66 | 99.9924 | UNKN | Conduit | 66 | 1 |  | 0 | 107.6391 | 107.6391 | 0.0010764 | Estuary | 0 | FIXED | 24.27 | PI1300-3288 | 0 | 0.33856 | SUBURBS | 0 | 0 | 0 | 1 | Cond | 20 | 32.8084 | 1 | N | 0 |  | CIRC | ROAD | 0.7874 | Full | 0 | Other |  | 0.059055 | 0 | 25 | 0.013 | 0.17 | FIXED | 24.6085 | PI1300-3388 | 0 | 0 | 0 | 0 | 0 | 0 | 0 | 0 | 0 | 0 | 0 | [11 empty] | 99.9922
PI1300-3690.1 |  |  | 0 | 0.059055 | 0 | 25 | 0.013 | 0 | 195.4121 | 66 | 302.457 | UNKN | Conduit | 66 | 1 |  | 0 | 107.6391 | 107.6391 | 0.0010764 | Estuary | 0 | FIXED | 24.6085 | PI1300-3388 | 0 | 0.33856 | SUBURBS | 0 | 0 | 0 | 1 | Cond | 20 | 32.8084 | 1 | N | 0 |  | CIRC | ROAD | 0.7874 | Full | 0 | Other |  | 0.059055 | 0 | 25 | 0.013 | 0.17 | FIXED | 25.6325 | PI1300-3690 | 0 | 0 | 0 | 0 | 0 | 0 | 0 | 0 | 0 | 0 | 0 | [11 empty] | 302.4565
PI6200-1144.1 |  |  | 0 | 0.059055 | 0 | 25 | 0.013 | 0 | 1391.4749 | 66 | 60 | UNKN | Conduit | 66 | 1 |  | 0 | 107.6391 | 107.6391 | 0.0010764 | Estuary | 1 | FIXED | 90.55 | CC0600-0 | 0 | 17.1667 | SUBURBS | 0 | 0 | 0 | 1 | Cond | 20 | 32.8084 | 1 | N | 0 |  | CIRC | ROAD | 0.7874 | Full | 0 | Other |  | 0.059055 | 0 | 25 | 0.013 | 0.75 | FIXED | 100.85 | PI6200-1144 | 0 | 0 | 0 | 0 | 0 | 0 | 0 | 0 | 0 | 0 | 0 | [11 empty] | 1144.203
PI7707-60.1 |  |  | 0 | 0.059055 | 0 | 25 | 0.013 | 0 | 0.58225 | 6 | 59.7732 | UNKN | Conduit | 6 | 1 |  | 0 | 107.6391 | 107.6391 | 0.0010764 | Estuary | 0 | FIXED | 36.3568 | PI7700-4519 | 0 | 1.0761 | SUBURBS | 0 | 0 | 0 | 1 | Cond | 20 | 32.8084 | 1 | N | 0 |  | CIRC | ROAD | 0.7874 | Full | 0 | Other |  | 0.059055 | 0 | 25 | 0.013 | 0.5 | FIXED | 37 | PI7707-60 | 0 | 0 | 0 | 0 | 0 | 0 | 0 | 0 | 0 | 0 | 0 | [11 empty] | 59.773
PI7706-47.1 |  |  | 0 | 0.059055 | 0 | 25 | 0.013 | 0 | 0.65867 | 6 | 46.7077 | UNKN | Conduit | 6 | 1 |  | 0 | 107.6391 | 107.6391 | 0.0010764 | Estuary | 0 | FIXED | 36.3568 | PI7700-4519 | 0 | 1.3771 | SUBURBS | 0 | 0 | 0 | 1 | Cond | 20 | 32.8084 | 1 | N | 0 |  | CIRC | ROAD | 0.7874 | Full | 0 | Other |  | 0.059055 | 0 | 25 | 0.013 | 0.5 | FIXED | 37 | PI7706-47 | 0 | 0 | 0 | 0 | 0 | 0 | 0 | 0 | 0 | 0 | 0 | [11 empty] | 46.708
PI780701-370.1 |  |  | 0 | 0.059055 | 0 | 25 | 0.013 | 0 | 0.97779 | 6 | 41.7239 | UNKN | Conduit | 6 | 1 |  | 0 | 107.6391 | 107.6391 | 0.0010764 | Estuary | 0 | FIXED | 38.7338 | PI780701-328 | 0 | 3.0347 | SUBURBS | 0 | 0 | 0 | 1 | Cond | 20 | 32.8084 | 1 | N | 0 |  | CIRC | ROAD | 0.7874 | Full | 0 | Other |  | 0.059055 | 0 | 25 | 0.013 | 0.17 | FIXED | 40 | PI780701-370 | 0 | 0 | 0 | 0 | 0 | 0 | 0 | 0 | 0 | 0 | 0 | [11 empty] | 41.7237
PI7717-63.1 |  |  | 0 | 0.059055 | 0 | 25 | 0.013 | 0 | 1.7949 | 12 | 63.0696 | UNKN | Conduit | 12 | 1 |  | 0 | 107.6391 | 107.6391 | 0.0010764 | Estuary | 0 | FIXED | 59.79 | PI7700-10687 | 0 | 0.25369 | SUBURBS | 0 | 0 | 0 | 1 | Cond | 20 | 32.8084 | 1 | N | 0 |  | CIRC | ROAD | 0.7874 | Full | 0 | Other |  | 0.059055 | 0 | 25 | 0.013 | 0.5 | FIXED | 59.95 | PI7717-63 | 0 | 0 | 0 | 0 | 0 | 0 | 0 | 0 | 0 | 0 | 0 | [11 empty] | 63.0689
PI780401-255.1 |  |  | 0 | 0.059055 | 0 | 25 | 0.013 | 0 | 0.35132 | 6 | 255.242 | UNKN | Conduit | 6 | 1 |  | 0 | 107.6391 | 107.6391 | 0.0010764 | Estuary | 0 | FIXED | 32 | PI7804-754 | 0 | 0.39179 | SUBURBS | 0 | 0 | 0 | 1 | Cond | 20 | 32.8084 | 1 | N | 0 |  | CIRC | ROAD | 0.7874 | Full | 0 | Other |  | 0.059055 | 0 | 25 | 0.013 | 0.2 | FIXED | 33 | PI780401-255 | 0 | 0 | 0 | 0 | 0 | 0 | 0 | 0 | 0 | 0 | 0 | [11 empty] | 255.2476
PI8601-649.1 |  |  | 0 | 0.059055 | 0 | 25 | 0.013 | 0 | 0.42953 | 6 | 337.5687 | UNKN | Conduit | 6 | 1 |  | 0 | 107.6391 | 107.6391 | 0.0010764 | Estuary | 0 | FIXED | 31.67 | PI8601-312 | 0 | 0.58561 | SUBURBS | 0 | 0 | 0 | 1 | Cond | 20 | 32.8084 | 1 | N | 0 |  | CIRC | ROAD | 0.7874 | Full | 0 | Other |  | 0.059055 | 0 | 25 | 0.013 | 0.5 | FIXED | 33.6469 | PI8601-649 | 0 | 0 | 0 | 0 | 0 | 0 | 0 | 0 | 0 | 0 | 0 | [11 empty] | 337.5676
PI8500-2345.1 |  |  | 0 | 0.059055 | 0 | 25 | 0.013 | 0 | 0.58049 | 6 | 285.1968 | UNKN | Conduit | 6 | 1 |  | 0 | 107.6391 | 107.6391 | 0.0010764 | Estuary | 0 | FIXED | 32.3224 | PI8500-2059 | 0 | 1.0696 | SUBURBS | 0 | 0 | 0 | 1 | Cond | 20 | 32.8084 | 1 | N | 0 |  | CIRC | ROAD | 0.7874 | Full | 0 | Other |  | 0.059055 | 0 | 25 | 0.013 | 0.35 | FIXED | 35.3729 | PI8500-2345 | 0 | 0 | 0 | 0 | 0 | 0 | 0 | 0 | 0 | 0 | 0 | [11 empty] | 285.1971
PI6500-3059.1 |  |  | 0 | 0.059055 | 0 | 25 | 0.013 | 0 | 99.1135 | 72 | 182.6156 | UNKN | Conduit | 72 | 1 |  | 0 | 107.6391 | 107.6391 | 0.0010764 | Estuary | 0 | FIXED | 4.97 | PI6500-2876 | 0 | 0.05476 | SUBURBS | 0 | 0 | 0 | 1 | Cond | 20 | 32.8084 | 1 | N | 0 |  | CIRC | ROAD | 0.7874 | Full | 0 | Other |  | 0.059055 | 0 | 25 | 0.013 | 0.17 | FIXED | 5.07 | PI6500-3059 | 0 | 0 | 0 | 0 | 0 | 0 | 0 | 0 | 0 | 0 | 0 | [11 empty] | 182.6151
PI6500-2876.1 |  |  | 0 | 0.059055 | 0 | 25 | 0.013 | 0 | 58.2865 | 72 | 422.4325 | UNKN | Conduit | 72 | 1 |  | 0 | 107.6391 | 107.6391 | 0.0010764 | Estuary | 0 | FIXED | 4.89 | PI6500-2454 | 0 | 0.018938 | SUBURBS | 0 | 0 | 0 | 1 | Cond | 20 | 32.8084 | 1 | N | 0 |  | CIRC | ROAD | 0.7874 | Full | 0 | Other |  | 0.059055 | 0 | 25 | 0.013 | 0.17 | FIXED | 4.97 | PI6500-2876 | 0 | 0 | 0 | 0 | 0 | 0 | 0 | 0 | 0 | 0 | 0 | [11 empty] | 422.4321
PI0800-5462.1 |  |  | 0 | 0.059055 | 0 | 25 | 0.013 | 0 | 52.7406 | 72 | 98.9333 | UNKN | Conduit | 72 | 1 |  | 0 | 107.6391 | 107.6391 | 0.0010764 | Estuary | 0 | FIXED | 13.5447 | PI0800-5363 | 0 | 0.015506 | SUBURBS | 0 | 0 | 0 | 1 | Cond | 20 | 32.8084 | 1 | N | 0 |  | CIRC | ROAD | 0.7874 | Full | 0 | Other |  | 0.059055 | 0 | 25 | 0.013 | 0.17 | FIXED | 13.56 | PI0800-5462 | 0 | 0 | 0 | 0 | 0 | 0 | 0 | 0 | 0 | 0 | 0 | [11 empty] | 98.9334
PI0800-7023.1 |  |  | 0 | 0.059055 | 0 | 25 | 0.013 | 0 | 212.0768 | 72 | 137.4524 | UNKN | Conduit | 72 | 1 |  | 0 | 107.6391 | 107.6391 | 0.0010764 | Estuary | 0 | FIXED | 15.3454 | PI0800-6886 | 0 | 0.25072 | SUBURBS | 0 | 0 | 0 | 1 | Cond | 20 | 32.8084 | 1 | N | 0 |  | CIRC | ROAD | 0.7874 | Full | 0 | Other |  | 0.059055 | 0 | 25 | 0.013 | 0.17 | FIXED | 15.69 | PI0800-7023 | 0 | 0 | 0 | 0 | 0 | 0 | 0 | 0 | 0 | 0 | 0 | [11 empty] | 137.4529
PI6500-1083.1 |  |  | 0 | 0.059055 | 0 | 25 | 0.013 | 0 | 93.6435 | 72 | 1309.2679 | UNKN | Conduit | 72 | 1 |  | 0 | 107.6391 | 107.6391 | 0.0010764 | Estuary | 1 | FIXED | 0.1 | PI6500-323 | 0 | 0.048882 | SUBURBS | 0 | 0 | 0 | 1 | Cond | 20 | 32.8084 | 1 | N | 0 |  | CIRC | ROAD | 0.7874 | Full | 0 | Other |  | 0.059055 | 0 | 25 | 0.013 | 0.17 | FIXED | 0.74 | PI6500-1083 | 0 | 0 | 0 | 0 | 0 | 0 | 0 | 0 | 0 | 0 | 0 | [11 empty] | 760.5032
PI6600-462.1 |  |  | 0 | 0.059055 | 0 | 25 | 0.013 | 0 | 124.5773 | 72 | 462.3659 | UNKN | Conduit | 72 | 1 |  | 0 | 107.6391 | 107.6391 | 0.0010764 | Estuary | 0 | FIXED | 6.07 | PI6500-4097 | 0 | 0.086512 | SUBURBS | 0 | 0 | 0 | 1 | Cond | 20 | 32.8084 | 1 | N | 0 |  | CIRC | ROAD | 0.7874 | Full | 0 | Other |  | 0.059055 | 0 | 25 | 0.013 | 0.17 | FIXED | 6.47 | PI6600-462 | 0 | 0 | 0 | 0 | 0 | 0 | 0 | 0 | 0 | 0 | 0 | [11 empty] | 462.3654
PI6500-2454.1 |  |  | 0 | 0.059055 | 0 | 25 | 0.013 | 0 | 172.775 | 72 | 450.7162 | UNKN | Conduit | 72 | 1 |  | 0 | 107.6391 | 107.6391 | 0.0010764 | Estuary | 0 | FIXED | 4.14 | PI6500-2003 | 0 | 0.1664 | SUBURBS | 0 | 0 | 0 | 1 | Cond | 20 | 32.8084 | 1 | N | 0 |  | CIRC | ROAD | 0.7874 | Full | 0 | Other |  | 0.059055 | 0 | 25 | 0.013 | 0.17 | FIXED | 4.89 | PI6500-2454 | 0 | 0 | 0 | 0 | 0 | 0 | 0 | 0 | 0 | 0 | 0 | [11 empty] | 450.715
PI6500-2003.1 |  |  | 0 | 0.059055 | 0 | 25 | 0.013 | 0 | 133.9412 | 72 | 309.9825 | UNKN | Conduit | 72 | 1 |  | 0 | 107.6391 | 107.6391 | 0.0010764 | Estuary | 0 | FIXED | 3.83 | PI6500-1693 | 0 | 0.10001 | SUBURBS | 0 | 0 | 0 | 1 | Cond | 20 | 32.8084 | 1 | N | 0 |  | CIRC | ROAD | 0.7874 | Full | 0 | Other |  | 0.059055 | 0 | 25 | 0.013 | 0.17 | FIXED | 4.14 | PI6500-2003 | 0 | 0 | 0 | 0 | 0 | 0 | 0 | 0 | 0 | 0 | 0 | [11 empty] | 309.9813
PI6500-3592.1 |  |  | 0 | 0.059055 | 0 | 25 | 0.013 | 0 | 51.9653 | 72 | 332.1597 | UNKN | Conduit | 72 | 1 |  | 0 | 107.6391 | 107.6391 | 0.0010764 | Estuary | 0 | FIXED | 5.57 | PI6500-3260 | 0 | 0.015053 | SUBURBS | 0 | 0 | 0 | 1 | Cond | 20 | 32.8084 | 1 | N | 0 |  | CIRC | ROAD | 0.7874 | Full | 0 | Other |  | 0.059055 | 0 | 25 | 0.013 | 0.17 | FIXED | 5.62 | PI6500-3592 | 0 | 0 | 0 | 0 | 0 | 0 | 0 | 0 | 0 | 0 | 0 | [11 empty] | 332.1591
PI6500-3260.1 |  |  | 0 | 0.059055 | 0 | 25 | 0.013 | 0 | 211.2551 | 72 | 200.983 | UNKN | Conduit | 72 | 1 |  | 0 | 107.6391 | 107.6391 | 0.0010764 | Estuary | 0 | FIXED | 5.07 | PI6500-3059 | 0 | 0.24878 | SUBURBS | 0 | 0 | 0 | 1 | Cond | 20 | 32.8084 | 1 | N | 0 |  | CIRC | ROAD | 0.7874 | Full | 0 | Other |  | 0.059055 | 0 | 25 | 0.013 | 0.17 | FIXED | 5.57 | PI6500-3260 | 0 | 0 | 0 | 0 | 0 | 0 | 0 | 0 | 0 | 0 | 0 | [11 empty] | 200.9827
PI6500-4097.1 |  |  | 0 | 0.059055 | 0 | 25 | 0.013 | 0 | 78.5845 | 72 | 377.6362 | UNKN | Conduit | 72 | 1 |  | 0 | 107.6391 | 107.6391 | 0.0010764 | Estuary | 0 | FIXED | 5.94 | PI6500-3719 | 0 | 0.034425 | SUBURBS | 0 | 0 | 0 | 1 | Cond | 20 | 32.8084 | 1 | N | 0 |  | CIRC | ROAD | 0.7874 | Full | 0 | Other |  | 0.059055 | 0 | 25 | 0.013 | 0.17 | FIXED | 6.07 | PI6500-4097 | 0 | 0 | 0 | 0 | 0 | 0 | 0 | 0 | 0 | 0 | 0 | [11 empty] | 377.6347
PI6500-278.1 |  |  | 0 | 0.059055 | 0 | 25 | 0.013 | 0 | 48.7977 | 48 | 260 | UNKN | Conduit | 48 | 1 |  | 0 | 107.6391 | 107.6391 | 0.0010764 | Estuary | 1 | FIXED | 13.5 | CC0900-2772 | 0 | 0.11538 | SUBURBS | 0 | 0 | 0 | 1 | Cond | 20 | 32.8084 | 1 | N | 0 |  | CIRC | ROAD | 0.7874 | Full | 0 | Other |  | 0.059055 | 0 | 25 | 0.013 | 0.5 | FIXED | 13.8 | PI6500-278 | 0 | 0 | 0 | 0 | 0 | 0 | 0 | 0 | 0 | 0 | 0 | [11 empty] | 278.0613
PI0800-5965.1 |  |  | 0 | 0.059055 | 0 | 25 | 0.013 | 0 | 143.1992 | 72 | 244.9518 | UNKN | Conduit | 72 | 1 |  | 0 | 107.6391 | 107.6391 | 0.0010764 | Estuary | 0 | FIXED | 13.6 | PI0800-5720 | 0 | 0.028577 | SUBURBS | 0 | 0 | 0 | 1 | Cond | 20 | 32.8084 | 2 | N | 0 |  | CIRC | ROAD | 0.7874 | Full | 0 | Other |  | 0.059055 | 0 | 25 | 0.013 | 0.17 | FIXED | 13.67 | PI0800-5965 | 0 | 0 | 0 | 0 | 0 | 0 | 0 | 0 | 0 | 0 | 0 | [11 empty] | 244.9515
PI0800-6118.1 |  |  | 0 | 0.059055 | 0 | 25 | 0.013 | 0 | 59.259 | 72 | 153.2558 | UNKN | Conduit | 72 | 1 |  | 0 | 107.6391 | 107.6391 | 0.0010764 | Estuary | 0 | FIXED | 13.67 | PI0800-5965 | 0 | 0.019575 | SUBURBS | 0 | 0 | 0 | 1 | Cond | 20 | 32.8084 | 1 | N | 0 |  | CIRC | ROAD | 0.7874 | Full | 0 | Other |  | 0.059055 | 0 | 25 | 0.013 | 0.17 | FIXED | 13.7 | PI0800-6118 | 0 | 0 | 0 | 0 | 0 | 0 | 0 | 0 | 0 | 0 | 0 | [11 empty] | 153.2562
PI0800-6393.1 |  |  | 0 | 0.059055 | 0 | 25 | 0.013 | 0 | 212.1378 | 72 | 275.0532 | UNKN | Conduit | 72 | 1 |  | 0 | 107.6391 | 107.6391 | 0.0010764 | Estuary | 0 | FIXED | 13.7 | PI0800-6118 | 0 | 0.25086 | SUBURBS | 0 | 0 | 0 | 1 | Cond | 20 | 32.8084 | 1 | N | 0 |  | CIRC | ROAD | 0.7874 | Full | 0 | Other |  | 0.059055 | 0 | 25 | 0.013 | 0.17 | FIXED | 14.39 | PI0800-6393 | 0 | 0 | 0 | 0 | 0 | 0 | 0 | 0 | 0 | 0 | 0 | [11 empty] | 275.0519
PI0800-5132.1 |  |  | 0 | 0.059055 | 0 | 25 | 0.013 | 0 | -862.1354 | 72 | 49.9012 | UNKN | Conduit | 72 | 1 |  | 0 | 107.6391 | 107.6391 | 0.0010764 | Estuary | 0 | FIXED | 16.4546 | PI0800-5082 | 0 | -1.0358 | SUBURBS | 0 | 0 | 0 | 1 | Cond | 20 | 32.8084 | 2 | N | 0 |  | CIRC | ROAD | 0.7874 | Full | 0 | Other |  | 0.059055 | 0 | 25 | 0.013 | 0.17 | FIXED | 15.9377 | PI0800-5132 | 0 | 0 | 0 | 0 | 0 | 0 | 0 | 0 | 0 | 0 | 0 | [11 empty] | 49.9007
PI0800-5262.1 |  |  | 0 | 0.059055 | 0 | 25 | 0.013 | 0 | -862.1354 | 72 | 130.4868 | UNKN | Conduit | 72 | 1 |  | 0 | 107.6391 | 107.6391 | 0.0010764 | Estuary | 0 | FIXED | 15.9377 | PI0800-5132 | 0 | -1.0358 | SUBURBS | 0 | 0 | 0 | 1 | Cond | 20 | 32.8084 | 2 | N | 0 |  | CIRC | ROAD | 0.7874 | Full | 0 | Other |  | 0.059055 | 0 | 25 | 0.013 | 0.17 | FIXED | 14.5861 | PI0800-5262 | 0 | 0 | 0 | 0 | 0 | 0 | 0 | 0 | 0 | 0 | 0 | [11 empty] | 130.4869
PI0800-7526.1 |  |  | 0 | 0.059055 | 0 | 25 | 0.013 | 0 | -32.0629 | 48 | 361.3405 | UNKN | Conduit | 48 | 1 |  | 0 | 107.6391 | 107.6391 | 0.0010764 | Estuary | 0 | FIXED | 15.99 | PI0800-7165 | 0 | -0.049815 | SUBURBS | 0 | 0 | 0 | 1 | Cond | 20 | 32.8084 | 1 | N | 0 |  | CIRC | ROAD | 0.7874 | Full | 0 | Other |  | 0.059055 | 0 | 25 | 0.013 | 0.19 | FIXED | 15.81 | PI0800-7526 | 0 | 0 | 0 | 0 | 0 | 0 | 0 | 0 | 0 | 0 | 0 | [11 empty] | 361.3393
PI0801-478.1 |  |  | 0 | 0.059055 | 0 | 25 | 0.013 | 0 | 114.6685 | 72 | 477.5111 | UNKN | Conduit | 72 | 1 |  | 0 | 107.6391 | 107.6391 | 0.0010764 | Estuary | 0 | FIXED | 11.19 | PI0800-2168 | 0 | 0.073297 | SUBURBS | 0 | 0 | 0 | 1 | Cond | 20 | 32.8084 | 1 | N | 0 |  | CIRC | ROAD | 0.7874 | Full | 0 | Other |  | 0.059055 | 0 | 25 | 0.013 | 0.46 | FIXED | 11.54 | PI0801-478 | 0 | 0 | 0 | 0 | 0 | 0 | 0 | 0 | 0 | 0 | 0 | [11 empty] | 477.51
PI6600-498.1 |  |  | 0 | 0.059055 | 0 | 25 | 0.013 | 0 | 264.1457 | 72 | 35.9952 | UNKN | Conduit | 72 | 1 |  | 0 | 107.6391 | 107.6391 | 0.0010764 | Estuary | 0 | FIXED | 6.47 | PI6600-462 | 0 | 0.38894 | SUBURBS | 0 | 0 | 0 | 1 | Cond | 20 | 32.8084 | 1 | N | 0 |  | CIRC | ROAD | 0.7874 | Full | 0 | Other |  | 0.059055 | 0 | 25 | 0.013 | 0.83 | FIXED | 6.61 | PI6600-498 | 0 | 0 | 0 | 0 | 0 | 0 | 0 | 0 | 0 | 0 | 0 | [11 empty] | 35.9952
PI0800-2656.1 |  |  | 0 | 0.059055 | 0 | 25 | 0.013 | 0 | 211.9051 | 72 | 487.3946 | UNKN | Conduit | 72 | 1 |  | 0 | 107.6391 | 107.6391 | 0.0010764 | Estuary | 0 | FIXED | 11.19 | PI0800-2168 | 0 | 0.25031 | SUBURBS | 0 | 0 | 0 | 1 | Cond | 20 | 32.8084 | 1 | N | 0 |  | CIRC | ROAD | 0.7874 | Full | 0 | Other |  | 0.059055 | 0 | 25 | 0.013 | 0.19 | FIXED | 12.41 | PI0800-2656 | 0 | 0 | 0 | 0 | 0 | 0 | 0 | 0 | 0 | 0 | 0 | [11 empty] | 487.3942
PI0800-2997.1 |  |  | 0 | 0.059055 | 0 | 25 | 0.013 | 0 | 211.4123 | 72 | 341.1631 | UNKN | Conduit | 72 | 1 |  | 0 | 107.6391 | 107.6391 | 0.0010764 | Estuary | 0 | FIXED | 12.41 | PI0800-2656 | 0 | 0.24915 | SUBURBS | 0 | 0 | 0 | 1 | Cond | 20 | 32.8084 | 1 | N | 0 |  | CIRC | ROAD | 0.7874 | Full | 0 | Other |  | 0.059055 | 0 | 25 | 0.013 | 0.19 | FIXED | 13.26 | PI0800-2997 | 0 | 0 | 0 | 0 | 0 | 0 | 0 | 0 | 0 | 0 | 0 | [11 empty] | 341.1622
PI0800-1728.1 |  |  | 0 | 0.059055 | 0 | 25 | 0.013 | 0 | 211.1576 | 72 | 341.9869 | UNKN | Conduit | 72 | 1 |  | 0 | 107.6391 | 107.6391 | 0.0010764 | Estuary | 0 | FIXED | 10.6 | PI0800-1386 | 0 | 0.24855 | SUBURBS | 0 | 0 | 0 | 1 | Cond | 20 | 32.8084 | 1 | N | 0 |  | CIRC | ROAD | 0.7874 | Full | 0 | Other |  | 0.059055 | 0 | 25 | 0.013 | 0.17 | FIXED | 11.45 | PI0800-1728 | 0 | 0 | 0 | 0 | 0 | 0 | 0 | 0 | 0 | 0 | 0 | [11 empty] | 341.9866
PI0800-1906.1 |  |  | 0 | 0.059055 | 0 | 25 | 0.013 | 0 | -302.5942 | 72 | 177.8969 | UNKN | Conduit | 72 | 1 |  | 0 | 107.6391 | 107.6391 | 0.0010764 | Estuary | 0 | FIXED | 11.45 | PI0800-1728 | 0 | -0.51041 | SUBURBS | 0 | 0 | 0 | 1 | Cond | 20 | 32.8084 | 1 | N | 0 |  | CIRC | ROAD | 0.7874 | Full | 0 | Other |  | 0.059055 | 0 | 25 | 0.013 | 0.18 | FIXED | 10.542 | PI0800-1906 | 0 | 0 | 0 | 0 | 0 | 0 | 0 | 0 | 0 | 0 | 0 | [11 empty] | 177.8959
PI0800-2168.1 |  |  | 0 | 0.059055 | 0 | 25 | 0.013 | 0 | 210.6415 | 72 | 262.1301 | UNKN | Conduit | 72 | 1 |  | 0 | 107.6391 | 107.6391 | 0.0010764 | Estuary | 0 | FIXED | 10.5417 | PI0800-1906 | 0 | 0.24733 | SUBURBS | 0 | 0 | 0 | 1 | Cond | 20 | 32.8084 | 1 | N | 0 |  | CIRC | ROAD | 0.7874 | Full | 0 | Other |  | 0.059055 | 0 | 25 | 0.013 | 0.17 | FIXED | 11.19 | PI0800-2168 | 0 | 0 | 0 | 0 | 0 | 0 | 0 | 0 | 0 | 0 | 0 | [11 empty] | 262.1296
PI0800-1386.1 |  |  | 0 | 0.059055 | 0 | 25 | 0.013 | 0 | 118.8667 | 72 | 418.9838 | UNKN | Conduit | 72 | 1 |  | 0 | 107.6391 | 107.6391 | 0.0010764 | Estuary | 0 | FIXED | 10.27 | PI0800-967 | 0 | 0.078762 | SUBURBS | 0 | 0 | 0 | 1 | Cond | 20 | 32.8084 | 1 | N | 0 |  | CIRC | ROAD | 0.7874 | Full | 0 | Other |  | 0.059055 | 0 | 25 | 0.013 | 0.17 | FIXED | 10.6 | PI0800-1386 | 0 | 0 | 0 | 0 | 0 | 0 | 0 | 0 | 0 | 0 | 0 | [11 empty] | 418.9833
PI0800-634.1 |  |  | 0 | 0.059055 | 0 | 25 | 0.013 | 0 | 113.2 | 72 | 97.9961 | UNKN | Conduit | 72 | 1 |  | 0 | 107.6391 | 107.6391 | 0.0010764 | Estuary | 0 | FIXED | 9.93 | PI0800-536 | 0 | 0.071431 | SUBURBS | 0 | 0 | 0 | 1 | Cond | 20 | 32.8084 | 1 | N | 0 |  | CIRC | ROAD | 0.7874 | Full | 0 | Other |  | 0.059055 | 0 | 25 | 0.013 | 0.17 | FIXED | 10 | PI0800-634 | 0 | 0 | 0 | 0 | 0 | 0 | 0 | 0 | 0 | 0 | 0 | [11 empty] | 97.9962
PI0800-827.1 |  |  | 0 | 0.059055 | 0 | 25 | 0.013 | 0 | 211.2283 | 72 | 192.9927 | UNKN | Conduit | 72 | 1 |  | 0 | 107.6391 | 107.6391 | 0.0010764 | Estuary | 0 | FIXED | 10 | PI0800-634 | 0 | 0.24871 | SUBURBS | 0 | 0 | 0 | 1 | Cond | 20 | 32.8084 | 1 | N | 0 |  | CIRC | ROAD | 0.7874 | Full | 0 | Other |  | 0.059055 | 0 | 25 | 0.013 | 0.17 | FIXED | 10.48 | PI0800-827 | 0 | 0 | 0 | 0 | 0 | 0 | 0 | 0 | 0 | 0 | 0 | [11 empty] | 192.9923
PI0800-967.1 |  |  | 0 | 0.059055 | 0 | 25 | 0.013 | 0 | -164.0423 | 72 | 139.9946 | UNKN | Conduit | 72 | 1 |  | 0 | 107.6391 | 107.6391 | 0.0010764 | Estuary | 0 | FIXED | 10.48 | PI0800-827 | 0 | -0.15001 | SUBURBS | 0 | 0 | 0 | 1 | Cond | 20 | 32.8084 | 1 | N | 0 |  | CIRC | ROAD | 0.7874 | Full | 0 | Other |  | 0.059055 | 0 | 25 | 0.013 | 0.17 | FIXED | 10.27 | PI0800-967 | 0 | 0 | 0 | 0 | 0 | 0 | 0 | 0 | 0 | 0 | 0 | [11 empty] | 139.9941
PI0800-536.1 |  |  | 0 | 0.059055 | 0 | 25 | 0.013 | 0 | 113.2 | 72 | 521.7442 | UNKN | Conduit | 72 | 1 |  | 0 | 107.6391 | 107.6391 | 0.0010764 | Estuary | 1 | FIXED | 9.5573 | Reach_A_US | 0 | 0.071431 | SUBURBS | 0 | 0 | 0 | 1 | Cond | 20 | 32.8084 | 1 | N | 0 |  | CIRC | ROAD | 0.7874 | Full | 0 | Other |  | 0.059055 | 0 | 25 | 0.013 | 0.18 | FIXED | 9.93 | PI0800-536 | 0 | 0 | 0 | 0 | 0 | 0 | 0 | 0 | 0 | 0 | 0 | [11 empty] | 539.6274
PI0800-4962.1 |  |  | 0 | 0.059055 | 0 | 25 | 0.013 | 0 | 214.3677 | 72 | 58.5566 | UNKN | Conduit | 72 | 1 |  | 0 | 107.6391 | 107.6391 | 0.0010764 | Estuary | 0 | FIXED | 14.03 | PI0801-2821 | 0 | 0.25616 | SUBURBS | 0 | 0 | 0 | 1 | Cond | 20 | 32.8084 | 1 | N | 0 |  | CIRC | ROAD | 0.7874 | Full | 0 | Other |  | 0.059055 | 0 | 25 | 0.013 | 0.17 | FIXED | 14.18 | PI0800-4962 | 0 | 0 | 0 | 0 | 0 | 0 | 0 | 0 | 0 | 0 | 0 | [11 empty] | 58.556
PI0801-1501.1 |  |  | 0 | 0.059055 | 0 | 25 | 0.013 | 0 | 90.5645 | 72 | 984.2376 | UNKN | Conduit | 72 | 1 |  | 0 | 107.6391 | 107.6391 | 0.0010764 | Estuary | 0 | FIXED | 11.67 | PI0801-517 | 0 | 0.045721 | SUBURBS | 0 | 0 | 0 | 1 | Cond | 20 | 32.8084 | 1 | N | 0 |  | CIRC | ROAD | 0.7874 | Full | 0 | Other |  | 0.059055 | 0 | 25 | 0.013 | 0.17 | FIXED | 12.12 | PI0801-1501 | 0 | 0 | 0 | 0 | 0 | 0 | 0 | 0 | 0 | 0 | 0 | [11 empty] | 984.2351
PI0800-5082.1 |  |  | 0 | 0.059055 | 0 | 25 | 0.013 | 0 | -862.1354 | 72 | 120.2307 | UNKN | Conduit | 72 | 1 |  | 0 | 107.6391 | 107.6391 | 0.0010764 | Estuary | 0 | FIXED | 17.7 | PI0800-4962 | 0 | -1.0358 | SUBURBS | 0 | 0 | 0 | 1 | Cond | 20 | 32.8084 | 2 | N | 0 |  | CIRC | ROAD | 0.7874 | Full | 0 | Other |  | 0.059055 | 0 | 25 | 0.013 | 0.19 | FIXED | 16.4546 | PI0800-5082 | 0 | 0 | 0 | 0 | 0 | 0 | 0 | 0 | 0 | 0 | 0 | [11 empty] | 120.2307
PI0800-4962.2 |  |  | 0 | 0.059055 | 0 | 25 | 0.013 | 0 | 200.4295 | 72 | 178.6242 | UNKN | Conduit | 72 | 1 |  | 0 | 107.6391 | 107.6391 | 0.0010764 | Estuary | 0 | FIXED | 17.3 | PI0800-4783 | 0 | 0.22393 | SUBURBS | 0 | 0 | 0 | 2 | Cond | 20 | 32.8084 | 1 | N | 0 |  | CIRC | ROAD | 0.7874 | Full | 0 | Other |  | 0.059055 | 0 | 25 | 0.013 | 0.5 | FIXED | 17.7 | PI0800-4962 | 0 | 0 | 0 | 0 | 0 | 0 | 0 | 0 | 0 | 0 | 0 | [11 empty] | 178.6241
PI0801-2821.1 |  |  | 0 | 0.059055 | 0 | 25 | 0.013 | 0 | 211.8873 | 72 | 551.4078 | UNKN | Conduit | 72 | 1 |  | 0 | 107.6391 | 107.6391 | 0.0010764 | Estuary | 0 | FIXED | 12.65 | PI0801-2270 | 0 | 0.25027 | SUBURBS | 0 | 0 | 0 | 1 | Cond | 20 | 32.8084 | 1 | N | 0 |  | CIRC | ROAD | 0.7874 | Full | 0 | Other |  | 0.059055 | 0 | 25 | 0.013 | 0.75 | FIXED | 14.03 | PI0801-2821 | 0 | 0 | 0 | 0 | 0 | 0 | 0 | 0 | 0 | 0 | 0 | [11 empty] | 551.4071
PI0800-4783.1 |  |  | 0 | 0.059055 | 0 | 25 | 0.013 | 0 | 128.7738 | 72 | 43.2722 | UNKN | Conduit | 72 | 1 |  | 0 | 107.6391 | 107.6391 | 0.0010764 | Estuary | 0 | FIXED | 17 | PI0800-4740 | 0 | 0.092438 | SUBURBS | 0 | 0 | 0 | 1 | Cond | 20 | 32.8084 | 1 | N | 0 |  | CIRC | ROAD | 0.7874 | Full | 0 | Other |  | 0.059055 | 0 | 25 | 0.013 | 0.2 | FIXED | 17.04 | PI0800-4783 | 0 | 0 | 0 | 0 | 0 | 0 | 0 | 0 | 0 | 0 | 0 | [11 empty] | 43.2722
PI0800-3641.1 |  |  | 0 | 0.059055 | 0 | 25 | 0.013 | 0 | 257.7846 | 72 | 643.9173 | UNKN | Conduit | 72 | 1 |  | 0 | 107.6391 | 107.6391 | 0.0010764 | Estuary | 0 | FIXED | 13.26 | PI0800-2997 | 0 | 0.37043 | SUBURBS | 0 | 0 | 0 | 1 | Cond | 20 | 32.8084 | 1 | N | 0 |  | CIRC | ROAD | 0.7874 | Full | 0 | Other |  | 0.059055 | 0 | 25 | 0.013 | 0.17 | FIXED | 15.6453 | PI0800-3641 | 0 | 0 | 0 | 0 | 0 | 0 | 0 | 0 | 0 | 0 | 0 | [11 empty] | 643.916
PI0800-3920.1 |  |  | 0 | 0.059055 | 0 | 25 | 0.013 | 0 | 257.7846 | 72 | 278.9864 | UNKN | Conduit | 72 | 1 |  | 0 | 107.6391 | 107.6391 | 0.0010764 | Estuary | 0 | FIXED | 15.6453 | PI0800-3641 | 0 | 0.37043 | SUBURBS | 0 | 0 | 0 | 1 | Cond | 20 | 32.8084 | 1 | N | 0 |  | CIRC | ROAD | 0.7874 | Full | 0 | Other |  | 0.059055 | 0 | 25 | 0.013 | 0.17 | FIXED | 16.6787 | PI0800-3920 | 0 | 0 | 0 | 0 | 0 | 0 | 0 | 0 | 0 | 0 | 0 | [11 empty] | 278.9857
PI0800-4740.1 |  |  | 0 | 0.059055 | 0 | 25 | 0.013 | 0 | 83.843 | 72 | 819.8283 | UNKN | Conduit | 72 | 1 |  | 0 | 107.6391 | 107.6391 | 0.0010764 | Estuary | 0 | FIXED | 16.6787 | PI0800-3920 | 0 | 0.039186 | SUBURBS | 0 | 0 | 0 | 1 | Cond | 20 | 32.8084 | 1 | N | 0 |  | CIRC | ROAD | 0.7874 | Full | 0 | Other |  | 0.059055 | 0 | 25 | 0.013 | 0.21 | FIXED | 17 | PI0800-4740 | 0 | 0 | 0 | 0 | 0 | 0 | 0 | 0 | 0 | 0 | 0 | [11 empty] | 819.8266
PI0801-1780.1 |  |  | 0 | 0.059055 | 0 | 25 | 0.013 | 0 | 110.5331 | 72 | 278.9795 | UNKN | Conduit | 72 | 1 |  | 0 | 107.6391 | 107.6391 | 0.0010764 | Estuary | 0 | FIXED | 12.12 | PI0801-1501 | 0 | 0.068105 | SUBURBS | 0 | 0 | 0 | 1 | Cond | 20 | 32.8084 | 1 | N | 0 |  | CIRC | ROAD | 0.7874 | Full | 0 | Other |  | 0.059055 | 0 | 25 | 0.013 | 0.17 | FIXED | 12.31 | PI0801-1780 | 0 | 0 | 0 | 0 | 0 | 0 | 0 | 0 | 0 | 0 | 0 | [11 empty] | 278.9791
PI0801-2270.1 |  |  | 0 | 0.059055 | 0 | 25 | 0.013 | 0 | 111.573 | 72 | 489.964 | UNKN | Conduit | 72 | 1 |  | 0 | 107.6391 | 107.6391 | 0.0010764 | Estuary | 0 | FIXED | 12.31 | PI0801-1780 | 0 | 0.069393 | SUBURBS | 0 | 0 | 0 | 1 | Cond | 20 | 32.8084 | 1 | N | 0 |  | CIRC | ROAD | 0.7874 | Full | 0 | Other |  | 0.059055 | 0 | 25 | 0.013 | 0.17 | FIXED | 12.65 | PI0801-2270 | 0 | 0 | 0 | 0 | 0 | 0 | 0 | 0 | 0 | 0 | 0 | [11 empty] | 489.9631
PI0800-7771.1 |  |  | 0 | 0.059055 | 0 | 25 | 0.013 | 0 | 71.6717 | 48 | 245.0671 | UNKN | Conduit | 48 | 1 |  | 0 | 107.6391 | 107.6391 | 0.0010764 | Estuary | 0 | FIXED | 15.81 | PI0800-7526 | 0 | 0.24891 | SUBURBS | 0 | 0 | 0 | 1 | Cond | 20 | 32.8084 | 1 | N | 0 |  | CIRC | ROAD | 0.7874 | Full | 0 | Other |  | 0.059055 | 0 | 25 | 0.013 | 0.18 | FIXED | 16.42 | PI0800-7771 | 0 | 0 | 0 | 0 | 0 | 0 | 0 | 0 | 0 | 0 | 0 | [11 empty] | 245.0671
PI0800-6710.1 |  |  | 0 | 0.059055 | 0 | 25 | 0.013 | 0 | 212.3878 | 72 | 286.3368 | UNKN | Conduit | 72 | 1 |  | 0 | 107.6391 | 107.6391 | 0.0010764 | Estuary | 0 | FIXED | 13.79 | PI0800-6424 | 0 | 0.25145 | SUBURBS | 0 | 0 | 0 | 1 | Cond | 20 | 32.8084 | 1 | N | 0 |  | CIRC | ROAD | 0.7874 | Full | 0 | Other |  | 0.059055 | 0 | 25 | 0.013 | 0.17 | FIXED | 14.51 | PI0800-6710 | 0 | 0 | 0 | 0 | 0 | 0 | 0 | 0 | 0 | 0 | 0 | [11 empty] | 286.3361
PI0800-5720.1 |  |  | 0 | 0.059055 | 0 | 25 | 0.013 | 0 | 52.7406 | 72 | 257.973 | UNKN | Conduit | 72 | 1 |  | 0 | 107.6391 | 107.6391 | 0.0010764 | Estuary | 0 | FIXED | 13.56 | PI0800-5462 | 0 | 0.015506 | SUBURBS | 0 | 0 | 0 | 1 | Cond | 20 | 32.8084 | 1 | N | 0 |  | CIRC | ROAD | 0.7874 | Full | 0 | Other |  | 0.059055 | 0 | 25 | 0.013 | 0.17 | FIXED | 13.6 | PI0800-5720 | 0 | 0 | 0 | 0 | 0 | 0 | 0 | 0 | 0 | 0 | 0 | [11 empty] | 257.9717
PI7818-457.1 |  |  | 0 | 0.059055 | 0 | 25 | 0.013 | 0 | 0.45211 | 8 | 457.3586 | UNKN | Conduit | 8 | 1 |  | 0 | 107.6391 | 107.6391 | 0.0010764 | Estuary | 0 | FIXED | 44.3601 | PI7800-8992 | 0 | 0.1399 | SUBURBS | 0 | 0 | 0 | 1 | Cond | 20 | 32.8084 | 1 | N | 0 |  | CIRC | ROAD | 0.7874 | Full | 0 | Other |  | 0.059055 | 0 | 25 | 0.013 | 0.49 | FIXED | 45 | PI7818-457 | 0 | 0 | 0 | 0 | 0 | 0 | 0 | 0 | 0 | 0 | 0 | [11 empty] | 457.3581
PI7815-463.1 |  |  | 0 | 0.059055 | 0 | 25 | 0.013 | 0 | 0.60507 | 8 | 462.9902 | UNKN | Conduit | 8 | 1 |  | 0 | 107.6391 | 107.6391 | 0.0010764 | Estuary | 0 | FIXED | 43.2 | PI7800-8622 | 0 | 0.25058 | SUBURBS | 0 | 0 | 0 | 1 | Cond | 20 | 32.8084 | 1 | N | 0 |  | CIRC | ROAD | 0.7874 | Full | 0 | Other |  | 0.059055 | 0 | 25 | 0.013 | 0.66 | FIXED | 44.3601 | PI7815-463 | 0 | 0 | 0 | 0 | 0 | 0 | 0 | 0 | 0 | 0 | 0 | [11 empty] | 462.9901
PI7901-778.1 |  |  | 0 | 0.059055 | 0 | 25 | 0.013 | 0 | 0.69386 | 8 | 503.7639 | UNKN | Conduit | 8 | 1 |  | 0 | 107.6391 | 107.6391 | 0.0010764 | Estuary | 0 | FIXED | 40.59 | PI7901-274 | 0 | 0.32952 | SUBURBS | 0 | 0 | 0 | 1 | Cond | 20 | 32.8084 | 1 | N | 0 |  | CIRC | ROAD | 0.7874 | Full | 0 | Other |  | 0.059055 | 0 | 25 | 0.013 | 0.5 | FIXED | 42.25 | PI7901-778 | 0 | 0 | 0 | 0 | 0 | 0 | 0 | 0 | 0 | 0 | 0 | [11 empty] | 503.7623
PI8008-889.1 |  |  | 0 | 0.059055 | 0 | 25 | 0.013 | 0 | 1.4895 | 8 | 221.0681 | UNKN | Conduit | 8 | 1 |  | 0 | 107.6391 | 107.6391 | 0.0010764 | Estuary | 0 | FIXED | 50.3589 | PI8008-668 | 0 | 1.5186 | SUBURBS | 0 | 0 | 0 | 1 | Cond | 20 | 32.8084 | 1 | N | 0 |  | CIRC | ROAD | 0.7874 | Full | 0 | Other |  | 0.059055 | 0 | 25 | 0.013 | 0.38 | FIXED | 53.7161 | PI8008-889 | 0 | 0 | 0 | 0 | 0 | 0 | 0 | 0 | 0 | 0 | 0 | [11 empty] | 221.0671
PI780701-328.1 |  |  | 0 | 0.059055 | 0 | 25 | 0.013 | 0 | 0.89166 | 8 | 327.805 | UNKN | Conduit | 8 | 1 |  | 0 | 107.6391 | 107.6391 | 0.0010764 | Estuary | 0 | FIXED | 36.95 | PI7807-748 | 0 | 0.54416 | SUBURBS | 0 | 0 | 0 | 1 | Cond | 20 | 32.8084 | 1 | N | 0 |  | CIRC | ROAD | 0.7874 | Full | 0 | Other |  | 0.059055 | 0 | 25 | 0.013 | 0.62 | FIXED | 38.7338 | PI780701-328 | 0 | 0 | 0 | 0 | 0 | 0 | 0 | 0 | 0 | 0 | 0 | [11 empty] | 327.8042
PI7901-274.1 |  |  | 0 | 0.059055 | 0 | 25 | 0.013 | 0 | 0.6962 | 8 | 274.3104 | UNKN | Conduit | 8 | 1 |  | 0 | 107.6391 | 107.6391 | 0.0010764 | Estuary | 0 | FIXED | 39.68 | PI7809-649 | 0 | 0.33174 | SUBURBS | 0 | 0 | 0 | 1 | Cond | 20 | 32.8084 | 1 | N | 0 |  | CIRC | ROAD | 0.7874 | Full | 0 | Other |  | 0.059055 | 0 | 25 | 0.013 | 0.17 | FIXED | 40.59 | PI7901-274 | 0 | 0 | 0 | 0 | 0 | 0 | 0 | 0 | 0 | 0 | 0 | [11 empty] | 274.3107
PI8601-709.1 |  |  | 0 | 0.059055 | 0 | 25 | 0.013 | 0 | 0.92499 | 8 | 60.3041 | UNKN | Conduit | 8 | 1 |  | 0 | 107.6391 | 107.6391 | 0.0010764 | Estuary | 0 | FIXED | 33.6469 | PI8601-649 | 0 | 0.58561 | SUBURBS | 0 | 0 | 0 | 1 | Cond | 20 | 32.8084 | 1 | N | 0 |  | CIRC | ROAD | 0.7874 | Full | 0 | Other |  | 0.059055 | 0 | 25 | 0.013 | 0.5 | FIXED | 34 | PI8601-709 | 0 | 0 | 0 | 0 | 0 | 0 | 0 | 0 | 0 | 0 | 0 | [11 empty] | 60.3048
PI5800-10045.1 |  |  | 0 | 0.059055 | 0 | 25 | 0.013 | 0 | 20.7814 | 24 | 535.7761 | UNKN | Conduit | 24 | 1 |  | 0 | 107.6391 | 107.6391 | 0.0010764 | Estuary | 0 | FIXED | 84.37 | PI5800-9509 | 0 | 0.84364 | SUBURBS | 0 | 0 | 0 | 1 | Cond | 20 | 32.8084 | 1 | N | 0 |  | CIRC | ROAD | 0.7874 | Full | 0 | Other |  | 0.059055 | 0 | 25 | 0.013 | 0.5 | FIXED | 88.89 | PI5800-10045 | 0 | 0 | 0 | 0 | 0 | 0 | 0 | 0 | 0 | 0 | 0 | [11 empty] | 535.7752
PI8414-45.1 |  |  | 0 | 0.059055 | 0 | 25 | 0.013 | 0 | 0.69744 | 8 | 45.0556 | UNKN | Conduit | 8 | 1 |  | 0 | 107.6391 | 107.6391 | 0.0010764 | Estuary | 0 | FIXED | 34.39 | PI8400-4081 | 0 | 0.33292 | SUBURBS | 0 | 0 | 0 | 1 | Cond | 20 | 32.8084 | 1 | N | 0 |  | CIRC | ROAD | 0.7874 | Full | 0 | Other |  | 0.059055 | 0 | 25 | 0.013 | 0.5 | FIXED | 34.54 | PI8414-45 | 0 | 0 | 0 | 0 | 0 | 0 | 0 | 0 | 0 | 0 | 0 | [11 empty] | 45.0559
PI7700-10545.1 |  |  | 0 | 0.059055 | 0 | 25 | 0.013 | 0 | 20.0561 | 24 | 120.3487 | UNKN | Conduit | 24 | 1 |  | 0 | 107.6391 | 107.6391 | 0.0010764 | Estuary | 0 | FIXED | 58.8443 | PI7700-10567 | 0 | 0.78578 | SUBURBS | 0 | 0 | 0 | 1 | Cond | 20 | 32.8084 | 1 | N | 0 |  | CIRC | ROAD | 0.7874 | Full | 0 | Other |  | 0.059055 | 0 | 25 | 0.013 | 0.72 | FIXED | 59.79 | PI7700-10545 | 0 | 0 | 0 | 0 | 0 | 0 | 0 | 0 | 0 | 0 | 0 | [11 empty] | 120.3487
PI790101-302.1 |  |  | 0 | 0.059055 | 0 | 25 | 0.013 | 0 | 0.69551 | 8 | 302.0379 | UNKN | Conduit | 8 | 1 |  | 0 | 107.6391 | 107.6391 | 0.0010764 | Estuary | 0 | FIXED | 40.59 | PI7901-274 | 0 | 0.33108 | SUBURBS | 0 | 0 | 0 | 1 | Cond | 20 | 32.8084 | 1 | N | 0 |  | CIRC | ROAD | 0.7874 | Full | 0 | Other |  | 0.059055 | 0 | 25 | 0.013 | 0.5 | FIXED | 41.59 | PI790101-302 | 0 | 0 | 0 | 0 | 0 | 0 | 0 | 0 | 0 | 0 | 0 | [11 empty] | 302.0372
PI7901-1072.1 |  |  | 0 | 0.059055 | 0 | 25 | 0.013 | 0 | 1.6697 | 8 | 294.1477 | UNKN | Conduit | 8 | 1 |  | 0 | 107.6391 | 107.6391 | 0.0010764 | Estuary | 0 | FIXED | 42.25 | PI7901-778 | 0 | 1.9083 | SUBURBS | 0 | 0 | 0 | 1 | Cond | 20 | 32.8084 | 1 | N | 0 |  | CIRC | ROAD | 0.7874 | Full | 0 | Other |  | 0.059055 | 0 | 25 | 0.013 | 0.39 | FIXED | 47.8631 | PI7901-1072 | 0 | 0 | 0 | 0 | 0 | 0 | 0 | 0 | 0 | 0 | 0 | [11 empty] | 294.1467
PI790102-225.1 |  |  | 0 | 0.059055 | 0 | 25 | 0.013 | 0 | 0.69386 | 8 | 225.202 | UNKN | Conduit | 8 | 1 |  | 0 | 107.6391 | 107.6391 | 0.0010764 | Estuary | 0 | FIXED | 43.2579 | PI7901-778 | 0 | 0.32952 | SUBURBS | 0 | 0 | 0 | 1 | Cond | 20 | 32.8084 | 1 | N | 0 |  | CIRC | ROAD | 0.7874 | Full | 0 | Other |  | 0.059055 | 0 | 25 | 0.013 | 0.61 | FIXED | 44 | PI790102-225 | 0 | 0 | 0 | 0 | 0 | 0 | 0 | 0 | 0 | 0 | 0 | [11 empty] | 225.2018
PI8600-2647.1 |  |  | 0 | 0.059055 | 0 | 25 | 0.013 | 0 | 2.4577 | 12 | 503.9838 | UNKN | Conduit | 12 | 1 |  | 0 | 107.6391 | 107.6391 | 0.0010764 | Estuary | 0 | FIXED | 37.6028 | PI8600-2143 | 0 | 0.47566 | SUBURBS | 0 | 0 | 0 | 1 | Cond | 20 | 32.8084 | 1 | N | 0 |  | CIRC | ROAD | 0.7874 | Full | 0 | Other |  | 0.059055 | 0 | 25 | 0.013 | 0.5 | FIXED | 40 | PI8600-2647 | 0 | 0 | 0 | 0 | 0 | 0 | 0 | 0 | 0 | 0 | 0 | [11 empty] | 503.9835
PI8601-312.1 |  |  | 0 | 0.059055 | 0 | 25 | 0.013 | 0 | 0.69503 | 8 | 311.5276 | UNKN | Conduit | 8 | 1 |  | 0 | 107.6391 | 107.6391 | 0.0010764 | Estuary | 0 | FIXED | 30.64 | PI8600-460 | 0 | 0.33063 | SUBURBS | 0 | 0 | 0 | 1 | Cond | 20 | 32.8084 | 1 | N | 0 |  | CIRC | ROAD | 0.7874 | Full | 0 | Other |  | 0.059055 | 0 | 25 | 0.013 | 0.25 | FIXED | 31.67 | PI8601-312 | 0 | 0 | 0 | 0 | 0 | 0 | 0 | 0 | 0 | 0 | 0 | [11 empty] | 311.527
PI8700-2099.1 |  |  | 0 | 0.059055 | 0 | 25 | 0.013 | 0 | 0.97199 | 8 | 241.6596 | UNKN | Conduit | 8 | 1 |  | 0 | 107.6391 | 107.6391 | 0.0010764 | Estuary | 0 | FIXED | 28.0879 | PI8700-1858 | 0 | 0.64663 | SUBURBS | 0 | 0 | 0 | 1 | Cond | 20 | 32.8084 | 1 | N | 0 |  | CIRC | ROAD | 0.7874 | Full | 0 | Other |  | 0.059055 | 0 | 25 | 0.013 | 0.83 | FIXED | 29.6505 | PI8700-2099 | 0 | 0 | 0 | 0 | 0 | 0 | 0 | 0 | 0 | 0 | 0 | [11 empty] | 241.659
PI8700-1858.1 |  |  | 0 | 0.059055 | 0 | 25 | 0.013 | 0 | 0.97199 | 8 | 244.0143 | UNKN | Conduit | 8 | 1 |  | 0 | 107.6391 | 107.6391 | 0.0010764 | Estuary | 0 | FIXED | 26.51 | PI8700-1614 | 0 | 0.64663 | SUBURBS | 0 | 0 | 0 | 1 | Cond | 20 | 32.8084 | 1 | N | 0 |  | CIRC | ROAD | 0.7874 | Full | 0 | Other |  | 0.059055 | 0 | 25 | 0.013 | 0.17 | FIXED | 28.0879 | PI8700-1858 | 0 | 0 | 0 | 0 | 0 | 0 | 0 | 0 | 0 | 0 | 0 | [11 empty] | 244.014
PI8700-1614.1 |  |  | 0 | 0.059055 | 0 | 25 | 0.013 | 0 | 0.69641 | 8 | 247.0304 | UNKN | Conduit | 8 | 1 |  | 0 | 107.6391 | 107.6391 | 0.0010764 | Estuary | 0 | FIXED | 25.69 | PI8700-1367 | 0 | 0.33194 | SUBURBS | 0 | 0 | 0 | 1 | Cond | 20 | 32.8084 | 1 | N | 0 |  | CIRC | ROAD | 0.7874 | Full | 0 | Other |  | 0.059055 | 0 | 25 | 0.013 | 0.17 | FIXED | 26.51 | PI8700-1614 | 0 | 0 | 0 | 0 | 0 | 0 | 0 | 0 | 0 | 0 | 0 | [11 empty] | 247.03
PI8700-1367.1 |  |  | 0 | 0.059055 | 0 | 25 | 0.013 | 0 | 0.69371 | 8 | 425.053 | UNKN | Conduit | 8 | 1 |  | 0 | 107.6391 | 107.6391 | 0.0010764 | Estuary | 0 | FIXED | 24.29 | PI8700-942 | 0 | 0.32937 | SUBURBS | 0 | 0 | 0 | 1 | Cond | 20 | 32.8084 | 1 | N | 0 |  | CIRC | ROAD | 0.7874 | Full | 0 | Other |  | 0.059055 | 0 | 25 | 0.013 | 0.17 | FIXED | 25.69 | PI8700-1367 | 0 | 0 | 0 | 0 | 0 | 0 | 0 | 0 | 0 | 0 | 0 | [11 empty] | 425.052
PI5818-210.1 |  |  | 0 | 0.059055 | 0 | 25 | 0.013 | 0 | 5.2775 | 18 | 210.0415 | UNKN | Conduit | 18 | 1 |  | 0 | 107.6391 | 107.6391 | 0.0010764 | Estuary | 0 | FIXED | 65.69 | PI5800-7396 | 0 | 0.25233 | SUBURBS | 0 | 0 | 0 | 1 | Cond | 20 | 32.8084 | 1 | N | 0 |  | CIRC | ROAD | 0.7874 | Full | 0 | Other |  | 0.059055 | 0 | 25 | 0.013 | 0.5 | FIXED | 66.22 | PI5818-210 | 0 | 0 | 0 | 0 | 0 | 0 | 0 | 0 | 0 | 0 | 0 | [11 empty] | 210.0412
PI5800-7621.1 |  |  | 0 | 0.059055 | 0 | 25 | 0.013 | 0 | 33.2478 | 36 | 225.4124 | UNKN | Conduit | 36 | 1 |  | 0 | 107.6391 | 107.6391 | 0.0010764 | Estuary | 0 | FIXED | 65.69 | PI5800-7396 | 0 | 0.24843 | SUBURBS | 0 | 0 | 0 | 1 | Cond | 20 | 32.8084 | 1 | N | 0 |  | CIRC | ROAD | 0.7874 | Full | 0 | Other |  | 0.059055 | 0 | 25 | 0.013 | 0.68 | FIXED | 66.25 | PI5800-7621 | 0 | 0 | 0 | 0 | 0 | 0 | 0 | 0 | 0 | 0 | 0 | [11 empty] | 225.3763
PI2300-164.1 |  |  | 0 | 0.059055 | 0 | 25 | 0.013 | 0 | 34.4463 | 36 | 30 | UNKN | Conduit | 36 | 1 |  | 0 | 107.6391 | 107.6391 | 0.0010764 | Estuary | 1 | FIXED | 27.05 | CC0200-3326 | 0 | 0.26667 | SUBURBS | 0 | 0 | 0 | 1 | Cond | 20 | 32.8084 | 1 | N | 0 |  | CIRC | ROAD | 0.7874 | Full | 0 | Other |  | 0.059055 | 0 | 25 | 0.013 | 0.26 | FIXED | 27.13 | PI2300-164 | 0 | 0 | 0 | 0 | 0 | 0 | 0 | 0 | 0 | 0 | 0 | [11 empty] | 164.1409
PI8103-55.1 |  |  | 0 | 0.059055 | 0 | 25 | 0.013 | 0 | 0.87388 | 8 | 55.4563 | UNKN | Conduit | 8 | 1 |  | 0 | 107.6391 | 107.6391 | 0.0010764 | Estuary | 0 | FIXED | 53.7101 | PI8100-2205 | 0 | 0.52268 | SUBURBS | 0 | 0 | 0 | 1 | Cond | 20 | 32.8084 | 1 | N | 0 |  | CIRC | ROAD | 0.7874 | Full | 0 | Other |  | 0.059055 | 0 | 25 | 0.013 | 0.5 | FIXED | 54 | PI8103-55 | 0 | 0 | 0 | 0 | 0 | 0 | 0 | 0 | 0 | 0 | 0 | [11 empty] | 55.4568
PI8104-37.1 |  |  | 0 | 0.059055 | 0 | 25 | 0.013 | 0 | 0.56602 | 8 | 37.048 | UNKN | Conduit | 8 | 1 |  | 0 | 107.6391 | 107.6391 | 0.0010764 | Estuary | 0 | FIXED | 52.9188 | PI8100-2205 | 0 | 0.21928 | SUBURBS | 0 | 0 | 0 | 1 | Cond | 20 | 32.8084 | 1 | N | 0 |  | CIRC | ROAD | 0.7874 | Full | 0 | Other |  | 0.059055 | 0 | 25 | 0.013 | 0.5 | FIXED | 53 | PI8104-37 | 0 | 0 | 0 | 0 | 0 | 0 | 0 | 0 | 0 | 0 | 0 | [11 empty] | 37.0479
PI8100-2205.1 |  |  | 0 | 0.059055 | 0 | 25 | 0.013 | 0 | 0.56602 | 8 | 260.8402 | UNKN | Conduit | 8 | 1 |  | 0 | 107.6391 | 107.6391 | 0.0010764 | Estuary | 0 | FIXED | 52.3468 | PI8100-1945 | 0 | 0.21928 | SUBURBS | 0 | 0 | 0 | 1 | Cond | 20 | 32.8084 | 1 | N | 0 |  | CIRC | ROAD | 0.7874 | Full | 0 | Other |  | 0.059055 | 0 | 25 | 0.013 | 0.57 | FIXED | 52.9188 | PI8100-2205 | 0 | 0 | 0 | 0 | 0 | 0 | 0 | 0 | 0 | 0 | 0 | [11 empty] | 260.8392
PI8007-372.1 |  |  | 0 | 0.059055 | 0 | 25 | 0.013 | 0 | 0.45595 | 8 | 372.4852 | UNKN | Conduit | 8 | 1 |  | 0 | 107.6391 | 107.6391 | 0.0010764 | Estuary | 0 | FIXED | 53.22 | PI8000-3246 | 0 | 0.14229 | SUBURBS | 0 | 0 | 0 | 1 | Cond | 20 | 32.8084 | 1 | N | 0 |  | CIRC | ROAD | 0.7874 | Full | 0 | Other |  | 0.059055 | 0 | 25 | 0.013 | 0.5 | FIXED | 53.75 | PI8007-372 | 0 | 0 | 0 | 0 | 0 | 0 | 0 | 0 | 0 | 0 | 0 | [11 empty] | 372.4835
PI7700-10687.1 |  |  | 0 | 0.059055 | 0 | 25 | 0.013 | 0 | 0 | 24 | 142.3093 | UNKN | Conduit | 24 | 1 |  | 0 | 107.6391 | 107.6391 | 0.0010764 | Estuary | 0 | FIXED | 59.79 | PI7700-10545 | 0 | 0 | SUBURBS | 0 | 0 | 0 | 1 | Cond | 20 | 32.8084 | 1 | N | 0 |  | CIRC | ROAD | 0.7874 | Full | 0 | Other |  | 0.059055 | 0 | 25 | 0.013 | 0.3 | FIXED | 59.79 | PI7700-10687 | 0 | 0 | 0 | 0 | 0 | 0 | 0 | 0 | 0 | 0 | 0 | [11 empty] | 142.3088
PI8008-490.1 |  |  | 0 | 0.059055 | 0 | 25 | 0.013 | 0 | 0.69437 | 10 | 149.4144 | UNKN | Conduit | 10 | 1 |  | 0 | 107.6391 | 107.6391 | 0.0010764 | Estuary | 0 | FIXED | 50.03 | PI8008-341 | 0 | 0.10039 | SUBURBS | 0 | 0 | 0 | 1 | Cond | 20 | 32.8084 | 1 | N | 0 |  | CIRC | ROAD | 0.7874 | Full | 0 | Other |  | 0.059055 | 0 | 25 | 0.013 | 0.17 | FIXED | 50.18 | PI8008-490 | 0 | 0 | 0 | 0 | 0 | 0 | 0 | 0 | 0 | 0 | 0 | [11 empty] | 149.4139
PI8101-478.1 |  |  | 0 | 0.059055 | 0 | 25 | 0.013 | 0 | 2.6809 | 15 | 433.7414 | UNKN | Conduit | 15 | 1 |  | 0 | 107.6391 | 107.6391 | 0.0010764 | Estuary | 0 | FIXED | 46.8587 | PI8101-44 | 0 | 0.17218 | SUBURBS | 0 | 0 | 0 | 1 | Cond | 20 | 32.8084 | 1 | N | 0 |  | CIRC | ROAD | 0.7874 | Full | 0 | Other |  | 0.059055 | 0 | 25 | 0.013 | 0.21 | FIXED | 47.6055 | PI8101-478 | 0 | 0 | 0 | 0 | 0 | 0 | 0 | 0 | 0 | 0 | 0 | [11 empty] | 433.7412
PI8100-880.1 |  |  | 0 | 0.059055 | 0 | 25 | 0.013 | 0 | 11.4571 | 21 | 195.0539 | UNKN | Conduit | 21 | 1 |  | 0 | 107.6391 | 107.6391 | 0.0010764 | Estuary | 0 | FIXED | 45.7629 | PI8100-685 | 0 | 0.52268 | SUBURBS | 0 | 0 | 0 | 1 | Cond | 20 | 32.8084 | 1 | N | 0 |  | CIRC | ROAD | 0.7874 | Full | 0 | Other |  | 0.059055 | 0 | 25 | 0.013 | 0.25 | FIXED | 46.7824 | PI8100-880 | 0 | 0 | 0 | 0 | 0 | 0 | 0 | 0 | 0 | 0 | 0 | [11 empty] | 195.0535
PI8100-1240.1 |  |  | 0 | 0.059055 | 0 | 25 | 0.013 | 0 | 1.5844 | 10 | 360.3819 | UNKN | Conduit | 10 | 1 |  | 0 | 107.6391 | 107.6391 | 0.0010764 | Estuary | 0 | FIXED | 46.7824 | PI8100-880 | 0 | 0.52268 | SUBURBS | 0 | 0 | 0 | 1 | Cond | 20 | 32.8084 | 1 | N | 0 |  | CIRC | ROAD | 0.7874 | Full | 0 | Other |  | 0.059055 | 0 | 25 | 0.013 | 0.17 | FIXED | 48.6661 | PI8100-1240 | 0 | 0 | 0 | 0 | 0 | 0 | 0 | 0 | 0 | 0 | 0 | [11 empty] | 360.3814
PI0900-384.1 |  |  | 0 | 0.059055 | 0 | 25 | 0.013 | 0 | 0 | 12 | 384.1188 | UNKN | Conduit | 12 | 1 |  | 0 | 107.6391 | 107.6391 | 0.0010764 | Estuary | 0 | FIXED | 18.39 | PI0800-7023 | 0 | 0 | SUBURBS | 0 | 0 | 0 | 1 | Cond | 20 | 32.8084 | 1 | N | 0 |  | CIRC | ROAD | 0.7874 | Full | 0 | Other |  | 0.059055 | 0 | 25 | 0.013 | 0.17 | FIXED | 18.39 | PI0900-384 | 0 | 0 | 0 | 0 | 0 | 0 | 0 | 0 | 0 | 0 | 0 | [11 empty] | 384.1174
PI7700-10478.1 |  |  | 0 | 0.059055 | 0 | 25 | 0.013 | 0 | 20.0561 | 24 | 257.0859 | UNKN | Conduit | 24 | 1 |  | 0 | 107.6391 | 107.6391 | 0.0010764 | Estuary | 0 | FIXED | 56.1275 | PI7700-10221 | 0 | 0.78578 | SUBURBS | 0 | 0 | 0 | 1 | Cond | 20 | 32.8084 | 1 | N | 0 |  | CIRC | ROAD | 0.7874 | Full | 0 | Other |  | 0.059055 | 0 | 25 | 0.013 | 0.17 | FIXED | 58.1476 | PI7700-10478 | 0 | 0 | 0 | 0 | 0 | 0 | 0 | 0 | 0 | 0 | 0 | [11 empty] | 257.0852
PI5400-124.1 |  |  | 0 | 0.059055 | 0 | 25 | 0.013 | 0 | 204.927 | 60 | 336.0227 | UNKN | Conduit | 60 | 1 |  | 0 | 107.6391 | 107.6391 | 0.0010764 | Estuary | 1 | FIXED | 90.55 | CC0600-0 | 0 | 0.61901 | SUBURBS | 0 | 0 | 0 | 1 | Cond | 20 | 32.8084 | 1 | N | 0 |  | CIRC | ROAD | 0.7874 | Full | 0 | Other |  | 0.059055 | 0 | 25 | 0.013 | 0.67 | FIXED | 92.63 | PI5400-124 | 0 | 0 | 0 | 0 | 0 | 0 | 0 | 0 | 0 | 0 | 0 | [11 empty] | 123.8126
PI4200-3294.1 |  |  | 0 | 0.059055 | 0 | 25 | 0.013 | 0 | 33.3809 | 36 | 435.2572 | UNKN | Conduit | 36 | 1 |  | 0 | 107.6391 | 107.6391 | 0.0010764 | Estuary | 0 | FIXED | 75.12 | PI4200-2859 | 0 | 0.25043 | SUBURBS | 0 | 0 | 0 | 1 | Cond | 20 | 32.8084 | 1 | N | 0 |  | CIRC | ROAD | 0.7874 | Full | 0 | Other |  | 0.059055 | 0 | 25 | 0.013 | 0.76 | FIXED | 76.21 | PI4200-3294 | 0 | 0 | 0 | 0 | 0 | 0 | 0 | 0 | 0 | 0 | 0 | [11 empty] | 435.2462
PI0300-10949.1 |  |  | 0 | 0.059055 | 0 | 25 | 0.013 | 0 | 30.9857 | 24 | 35.1896 | UNKN | Conduit | 24 | 1 |  | 0 | 107.6391 | 107.6391 | 0.0010764 | Estuary | 0 | FIXED | 26.61 | PI0300-10914 | 0 | 1.8756 | SUBURBS | 0 | 0 | 0 | 1 | Cond | 20 | 32.8084 | 1 | N | 0 |  | CIRC | ROAD | 0.7874 | Full | 0 | Other |  | 0.059055 | 0 | 25 | 0.013 | 0.5 | FIXED | 27.27 | PI0300-10949 | 0 | 0 | 0 | 0 | 0 | 0 | 0 | 0 | 0 | 0 | 0 | [11 empty] | 35.1894
PI0500-11939.1 |  |  | 0 | 0.059055 | 0 | 25 | 0.013 | 0 | 200.1242 | 60 | 1179 | UNKN | Conduit | 60 | 1 |  | 0 | 107.6391 | 107.6391 | 0.0010764 | Estuary | 0 | FIXED | 29.12 | PI0500-10808 | 0 | 0.14758 | SUBURBS | 0 | 0 | 0 | 1 | Cond | 20 | 32.8084 | 2 | N | 0 |  | CIRC | ROAD | 0.7874 | Full | 0 | Other |  | 0.059055 | 0 | 25 | 0.013 | 0.58 | FIXED | 30.86 | PI0500-11939 | 0 | 0 | 0 | 0 | 0 | 0 | 0 | 0 | 0 | 0 | 0 | [11 empty] | 1130.5877
PI0500-7443.1 |  |  | 0 | 0.059055 | 0 | 25 | 0.013 | 0 | 201.4508 | 60 | 1431 | UNKN | Conduit | 60 | 1 |  | 0 | 107.6391 | 107.6391 | 0.0010764 | Estuary | 0 | FIXED | 21.89 | PI0500-5975 | 0 | 0.14955 | SUBURBS | 0 | 0 | 0 | 1 | Cond | 20 | 32.8084 | 2 | N | 0 |  | CIRC | ROAD | 0.7874 | Full | 0 | Other |  | 0.059055 | 0 | 25 | 0.013 | 0.17 | FIXED | 24.03 | PI0500-7443 | 0 | 0 | 0 | 0 | 0 | 0 | 0 | 0 | 0 | 0 | 0 | [11 empty] | 1467.7871
PI0500-1817.1 |  |  | 0 | 0.059055 | 0 | 25 | 0.013 | 0 | 218.0714 | 84 | 1751 | UNKN | Conduit | 84 | 1 |  | 0 | 107.6391 | 107.6391 | 0.0010764 | Estuary | 0 | FIXED | 3.71 | CC0100-3146 | 0 | 0.1165 | SUBURBS | 0 | 0 | 0 | 1 | Cond | 20 | 32.8084 | 1 | N | 0 |  | CIRC | ROAD | 0.7874 | Full | 0 | Other |  | 0.059055 | 0 | 25 | 0.013 | 0.76 | FIXED | 5.75 | PI0500-1817 | 0 | 0 | 0 | 0 | 0 | 0 | 0 | 0 | 0 | 0 | 0 | [11 empty] | 1885.5707
PI0500-5524.1 |  |  | 0 | 0.059055 | 0 | 25 | 0.013 | 0 | 227.5357 | 60 | 781 | UNKN | Conduit | 60 | 1 |  | 0 | 107.6391 | 107.6391 | 0.0010764 | Estuary | 0 | FIXED | 19.75 | PI0500-4622 | 0 | 0.19078 | SUBURBS | 0 | 0 | 0 | 1 | Cond | 20 | 32.8084 | 2 | N | 0 |  | CIRC | ROAD | 0.7874 | Full | 0 | Other |  | 0.059055 | 0 | 25 | 0.013 | 0.52 | FIXED | 21.24 | PI0500-5524 | 0 | 0 | 0 | 0 | 0 | 0 | 0 | 0 | 0 | 0 | 0 | [11 empty] | 901.8892
PI0500-5975.1 |  |  | 0 | 0.059055 | 0 | 25 | 0.013 | 0 | 202.3019 | 60 | 431 | UNKN | Conduit | 60 | 1 |  | 0 | 107.6391 | 107.6391 | 0.0010764 | Estuary | 0 | FIXED | 21.24 | PI0500-5524 | 0 | 0.15081 | SUBURBS | 0 | 0 | 0 | 1 | Cond | 20 | 32.8084 | 2 | N | 0 |  | CIRC | ROAD | 0.7874 | Full | 0 | Other |  | 0.059055 | 0 | 25 | 0.013 | 0.17 | FIXED | 21.89 | PI0500-5975 | 0 | 0 | 0 | 0 | 0 | 0 | 0 | 0 | 0 | 0 | 0 | [11 empty] | 451.0431
PI0300-8118.1 |  |  | 0 | 0.059055 | 0 | 25 | 0.013 | 0 | 72.3672 | 48 | 186.2868 | UNKN | Conduit | 48 | 1 |  | 0 | 107.6391 | 107.6391 | 0.0010764 | Estuary | 0 | FIXED | 17.6691 | PI0300-7932 | 0 | 0.25377 | SUBURBS | 0 | 0 | 0 | 1 | Cond | 20 | 32.8084 | 1 | N | 0 |  | CIRC | ROAD | 0.7874 | Full | 0 | Other |  | 0.059055 | 0 | 25 | 0.013 | 0.73 | FIXED | 18.1418 | PI0300-8118 | 0 | 0 | 0 | 0 | 0 | 0 | 0 | 0 | 0 | 0 | 0 | [11 empty] | 186.286
PI0300-1907.1 |  |  | 0 | 0.059055 | 0 | 25 | 0.013 | 0 | 195.6016 | 54 | 133.4422 | UNKN | Conduit | 54 | 1 |  | 0 | 107.6391 | 107.6391 | 0.0010764 | Estuary | 1 | FIXED | 2.39 | CC0100-0 | 0 | 0.2473 | SUBURBS | 0 | 0 | 0 | 1 | Cond | 20 | 32.8084 | 2 | N | 0 |  | CIRC | ROAD | 0.7874 | Full | 0 | Other |  | 0.059055 | 0 | 25 | 0.013 | 0.43 | FIXED | 2.72 | PI0300-1907 | 0 | 0 | 0 | 0 | 0 | 0 | 0 | 0 | 0 | 0 | 0 | [11 empty] | 1907.255
PI0300-2078.1 |  |  | 0 | 0.059055 | 0 | 25 | 0.013 | 0 | 195.6016 | 54 | 37.222 | UNKN | Conduit | 54 | 1 |  | 0 | 107.6391 | 107.6391 | 0.0010764 | Estuary | 0 | FIXED | 2.72 | PI0300-2041 | 0 | 0.2473 | SUBURBS | 0 | 0 | 0 | 1 | Cond | 20 | 32.8084 | 2 | N | 0 |  | CIRC | ROAD | 0.7874 | Full | 0 | Other |  | 0.059055 | 0 | 25 | 0.013 | 0.3 | FIXED | 2.812 | PI0300-2078 | 0 | 0 | 0 | 0 | 0 | 0 | 0 | 0 | 0 | 0 | 0 | [11 empty] | 37.222
PI0300-2167.1 |  |  | 0 | 0.059055 | 0 | 25 | 0.013 | 0 | 198.1429 | 54 | 88.9763 | UNKN | Conduit | 54 | 1 |  | 0 | 107.6391 | 107.6391 | 0.0010764 | Estuary | 0 | FIXED | 2.812 | PI0300-2078 | 0 | 0.25377 | SUBURBS | 0 | 0 | 0 | 1 | Cond | 20 | 32.8084 | 2 | N | 0 |  | CIRC | ROAD | 0.7874 | Full | 0 | Other |  | 0.059055 | 0 | 25 | 0.013 | 0.39 | FIXED | 3.0378 | PI0300-2167 | 0 | 0 | 0 | 0 | 0 | 0 | 0 | 0 | 0 | 0 | 0 | [11 empty] | 88.9759
PI0300-2263.1 |  |  | 0 | 0.059055 | 0 | 25 | 0.013 | 0 | 198.1429 | 54 | 96.1369 | UNKN | Conduit | 54 | 1 |  | 0 | 107.6391 | 107.6391 | 0.0010764 | Estuary | 0 | FIXED | 3.0378 | PI0300-2167 | 0 | 0.25377 | SUBURBS | 0 | 0 | 0 | 1 | Cond | 20 | 32.8084 | 2 | N | 0 |  | CIRC | ROAD | 0.7874 | Full | 0 | Other |  | 0.059055 | 0 | 25 | 0.013 | 0.63 | FIXED | 3.2818 | PI0300-2263 | 0 | 0 | 0 | 0 | 0 | 0 | 0 | 0 | 0 | 0 | 0 | [11 empty] | 96.1368
PI0300-2538.1 |  |  | 0 | 0.059055 | 0 | 25 | 0.013 | 0 | 198.1429 | 54 | 274.5887 | UNKN | Conduit | 54 | 1 |  | 0 | 107.6391 | 107.6391 | 0.0010764 | Estuary | 0 | FIXED | 3.2818 | PI0300-2263 | 0 | 0.25377 | SUBURBS | 0 | 0 | 0 | 1 | Cond | 20 | 32.8084 | 2 | N | 0 |  | CIRC | ROAD | 0.7874 | Full | 0 | Other |  | 0.059055 | 0 | 25 | 0.013 | 0.17 | FIXED | 3.9786 | PI0300-2538 | 0 | 0 | 0 | 0 | 0 | 0 | 0 | 0 | 0 | 0 | 0 | [11 empty] | 274.5877
PI0300-2917.1 |  |  | 0 | 0.059055 | 0 | 25 | 0.013 | 0 | 198.1429 | 54 | 378.8723 | UNKN | Conduit | 54 | 1 |  | 0 | 107.6391 | 107.6391 | 0.0010764 | Estuary | 0 | FIXED | 3.9786 | PI0300-2538 | 0 | 0.25377 | SUBURBS | 0 | 0 | 0 | 1 | Cond | 20 | 32.8084 | 2 | N | 0 |  | CIRC | ROAD | 0.7874 | Full | 0 | Other |  | 0.059055 | 0 | 25 | 0.013 | 0.18 | FIXED | 4.9401 | PI0300-2917 | 0 | 0 | 0 | 0 | 0 | 0 | 0 | 0 | 0 | 0 | 0 | [11 empty] | 378.872
PI0300-3069.1 |  |  | 0 | 0.059055 | 0 | 25 | 0.013 | 0 | 198.1429 | 54 | 152.4077 | UNKN | Conduit | 54 | 1 |  | 0 | 107.6391 | 107.6391 | 0.0010764 | Estuary | 0 | FIXED | 4.9401 | PI0300-2917 | 0 | 0.25377 | SUBURBS | 0 | 0 | 0 | 1 | Cond | 20 | 32.8084 | 2 | N | 0 |  | CIRC | ROAD | 0.7874 | Full | 0 | Other |  | 0.059055 | 0 | 25 | 0.013 | 0.26 | FIXED | 5.3268 | PI0300-3069 | 0 | 0 | 0 | 0 | 0 | 0 | 0 | 0 | 0 | 0 | 0 | [11 empty] | 152.4069
PI0300-3567.1 |  |  | 0 | 0.059055 | 0 | 25 | 0.013 | 0 | 131.2105 | 60 | 497.647 | UNKN | Conduit | 60 | 1 |  | 0 | 107.6391 | 107.6391 | 0.0010764 | Estuary | 0 | FIXED | 5.3268 | PI0300-3069 | 0 | 0.25377 | SUBURBS | 0 | 0 | 0 | 1 | Cond | 20 | 32.8084 | 1 | N | 0 |  | CIRC | ROAD | 0.7874 | Full | 0 | Other |  | 0.059055 | 0 | 25 | 0.013 | 0.18 | FIXED | 6.5897 | PI0300-3567 | 0 | 0 | 0 | 0 | 0 | 0 | 0 | 0 | 0 | 0 | 0 | [11 empty] | 497.6469
PI0300-4183.1 |  |  | 0 | 0.059055 | 0 | 25 | 0.013 | 0 | 131.2105 | 60 | 616.2497 | UNKN | Conduit | 60 | 1 |  | 0 | 107.6391 | 107.6391 | 0.0010764 | Estuary | 0 | FIXED | 6.5897 | PI0300-3567 | 0 | 0.25377 | SUBURBS | 0 | 0 | 0 | 1 | Cond | 20 | 32.8084 | 1 | N | 0 |  | CIRC | ROAD | 0.7874 | Full | 0 | Other |  | 0.059055 | 0 | 25 | 0.013 | 0.26 | FIXED | 8.1535 | PI0300-4183 | 0 | 0 | 0 | 0 | 0 | 0 | 0 | 0 | 0 | 0 | 0 | [11 empty] | 616.2476
PI0300-4285.1 |  |  | 0 | 0.059055 | 0 | 25 | 0.013 | 0 | 131.2105 | 60 | 102.166 | UNKN | Conduit | 60 | 1 |  | 0 | 107.6391 | 107.6391 | 0.0010764 | Estuary | 0 | FIXED | 8.1535 | PI0300-4183 | 0 | 0.25377 | SUBURBS | 0 | 0 | 0 | 1 | Cond | 20 | 32.8084 | 1 | N | 0 |  | CIRC | ROAD | 0.7874 | Full | 0 | Other |  | 0.059055 | 0 | 25 | 0.013 | 0.2 | FIXED | 8.4128 | PI0300-4285 | 0 | 0 | 0 | 0 | 0 | 0 | 0 | 0 | 0 | 0 | 0 | [11 empty] | 102.1662
PI0300-4655.1 |  |  | 0 | 0.059055 | 0 | 25 | 0.013 | 0 | 131.2105 | 60 | 250.1982 | UNKN | Conduit | 60 | 1 |  | 0 | 107.6391 | 107.6391 | 0.0010764 | Estuary | 0 | FIXED | 8.718 | PI0300-4405 | 0 | 0.25377 | SUBURBS | 0 | 0 | 0 | 1 | Cond | 20 | 32.8084 | 1 | N | 0 |  | CIRC | ROAD | 0.7874 | Full | 0 | Other |  | 0.059055 | 0 | 25 | 0.013 | 0.26 | FIXED | 9.3529 | PI0300-4655 | 0 | 0 | 0 | 0 | 0 | 0 | 0 | 0 | 0 | 0 | 0 | [11 empty] | 250.1969
PI0300-4786.1 |  |  | 0 | 0.059055 | 0 | 25 | 0.013 | 0 | 131.2105 | 60 | 130.5366 | UNKN | Conduit | 60 | 1 |  | 0 | 107.6391 | 107.6391 | 0.0010764 | Estuary | 0 | FIXED | 9.3529 | PI0300-4655 | 0 | 0.25377 | SUBURBS | 0 | 0 | 0 | 1 | Cond | 20 | 32.8084 | 1 | N | 0 |  | CIRC | ROAD | 0.7874 | Full | 0 | Other |  | 0.059055 | 0 | 25 | 0.013 | 0.27 | FIXED | 9.6842 | PI0300-4786 | 0 | 0 | 0 | 0 | 0 | 0 | 0 | 0 | 0 | 0 | 0 | [11 empty] | 130.5371
PI0300-4965.1 |  |  | 0 | 0.059055 | 0 | 25 | 0.013 | 0 | 99.0715 | 54 | 179.1974 | UNKN | Conduit | 54 | 1 |  | 0 | 107.6391 | 107.6391 | 0.0010764 | Estuary | 0 | FIXED | 9.6842 | PI0300-4786 | 0 | 0.25377 | SUBURBS | 0 | 0 | 0 | 1 | Cond | 20 | 32.8084 | 1 | N | 0 |  | CIRC | ROAD | 0.7874 | Full | 0 | Other |  | 0.059055 | 0 | 25 | 0.013 | 0.28 | FIXED | 10.1389 | PI0300-4965 | 0 | 0 | 0 | 0 | 0 | 0 | 0 | 0 | 0 | 0 | 0 | [11 empty] | 179.1968
PI0300-5742.1 |  |  | 0 | 0.059055 | 0 | 25 | 0.013 | 0 | 72.3672 | 48 | 776.8717 | UNKN | Conduit | 48 | 1 |  | 0 | 107.6391 | 107.6391 | 0.0010764 | Estuary | 0 | FIXED | 10.1389 | PI0300-4965 | 0 | 0.25377 | SUBURBS | 0 | 0 | 0 | 1 | Cond | 20 | 32.8084 | 1 | N | 0 |  | CIRC | ROAD | 0.7874 | Full | 0 | Other |  | 0.059055 | 0 | 25 | 0.013 | 0.24 | FIXED | 12.1104 | PI0300-5742 | 0 | 0 | 0 | 0 | 0 | 0 | 0 | 0 | 0 | 0 | 0 | [11 empty] | 776.8701
PI0300-6097.1 |  |  | 0 | 0.059055 | 0 | 25 | 0.013 | 0 | 72.3672 | 48 | 354.7931 | UNKN | Conduit | 48 | 1 |  | 0 | 107.6391 | 107.6391 | 0.0010764 | Estuary | 0 | FIXED | 12.1104 | PI0300-5742 | 0 | 0.25377 | SUBURBS | 0 | 0 | 0 | 1 | Cond | 20 | 32.8084 | 1 | N | 0 |  | CIRC | ROAD | 0.7874 | Full | 0 | Other |  | 0.059055 | 0 | 25 | 0.013 | 0.82 | FIXED | 13.0107 | PI0300-6097 | 0 | 0 | 0 | 0 | 0 | 0 | 0 | 0 | 0 | 0 | 0 | [11 empty] | 354.7928
PI0300-6961.1 |  |  | 0 | 0.059055 | 0 | 25 | 0.013 | 0 | 72.3672 | 48 | 864.3994 | UNKN | Conduit | 48 | 1 |  | 0 | 107.6391 | 107.6391 | 0.0010764 | Estuary | 0 | FIXED | 13.0107 | PI0300-6097 | 0 | 0.25377 | SUBURBS | 0 | 0 | 0 | 1 | Cond | 20 | 32.8084 | 1 | N | 0 |  | CIRC | ROAD | 0.7874 | Full | 0 | Other |  | 0.059055 | 0 | 25 | 0.013 | 0.85 | FIXED | 15.2043 | PI0300-6961 | 0 | 0 | 0 | 0 | 0 | 0 | 0 | 0 | 0 | 0 | 0 | [11 empty] | 864.3979
PI0300-7047.1 |  |  | 0 | 0.059055 | 0 | 25 | 0.013 | 0 | 100.8082 | 36 | 86.2025 | UNKN | Conduit | 36 | 1 |  | 0 | 107.6391 | 107.6391 | 0.0010764 | Estuary | 0 | FIXED | 15.2043 | PI0300-6961 | 0 | 0.25377 | SUBURBS | 0 | 0 | 0 | 1 | Cond | 20 | 32.8084 | 3 | N | 0 |  | CIRC | ROAD | 0.7874 | Full | 0 | Other |  | 0.059055 | 0 | 25 | 0.013 | 0.25 | FIXED | 15.423 | PI0300-7047 | 0 | 0 | 0 | 0 | 0 | 0 | 0 | 0 | 0 | 0 | 0 | [11 empty] | 85.8485
PI0300-7214.1 |  |  | 0 | 0.059055 | 0 | 25 | 0.013 | 0 | 72.3672 | 48 | 166.9004 | UNKN | Conduit | 48 | 1 |  | 0 | 107.6391 | 107.6391 | 0.0010764 | Estuary | 0 | FIXED | 15.423 | PI0300-7047 | 0 | 0.25377 | SUBURBS | 0 | 0 | 0 | 1 | Cond | 20 | 32.8084 | 1 | N | 0 |  | CIRC | ROAD | 0.7874 | Full | 0 | Other |  | 0.059055 | 0 | 25 | 0.013 | 0.72 | FIXED | 15.8465 | PI0300-7214 | 0 | 0 | 0 | 0 | 0 | 0 | 0 | 0 | 0 | 0 | 0 | [11 empty] | 166.5475
PI0300-7560.1 |  |  | 0 | 0.059055 | 0 | 25 | 0.013 | 0 | 72.3672 | 48 | 346.4218 | UNKN | Conduit | 48 | 1 |  | 0 | 107.6391 | 107.6391 | 0.0010764 | Estuary | 0 | FIXED | 15.8465 | PI0300-7214 | 0 | 0.25377 | SUBURBS | 0 | 0 | 0 | 1 | Cond | 20 | 32.8084 | 1 | N | 0 |  | CIRC | ROAD | 0.7874 | Full | 0 | Other |  | 0.059055 | 0 | 25 | 0.013 | 0.52 | FIXED | 16.7256 | PI0300-7560 | 0 | 0 | 0 | 0 | 0 | 0 | 0 | 0 | 0 | 0 | 0 | [11 empty] | 346.4206
PI0300-7803.1 |  |  | 0 | 0.059055 | 0 | 25 | 0.013 | 0 | 72.3672 | 48 | 243.3106 | UNKN | Conduit | 48 | 1 |  | 0 | 107.6391 | 107.6391 | 0.0010764 | Estuary | 0 | FIXED | 16.7256 | PI0300-7560 | 0 | 0.25377 | SUBURBS | 0 | 0 | 0 | 1 | Cond | 20 | 32.8084 | 1 | N | 0 |  | CIRC | ROAD | 0.7874 | Full | 0 | Other |  | 0.059055 | 0 | 25 | 0.013 | 0.17 | FIXED | 17.3431 | PI0300-7803 | 0 | 0 | 0 | 0 | 0 | 0 | 0 | 0 | 0 | 0 | 0 | [11 empty] | 243.3105
PI0300-8266.1 |  |  | 0 | 0.059055 | 0 | 25 | 0.013 | 0 | 50.687 | 42 | 148.3333 | UNKN | Conduit | 42 | 1 |  | 0 | 107.6391 | 107.6391 | 0.0010764 | Estuary | 0 | FIXED | 18.1418 | PI0300-8118 | 0 | 0.25377 | SUBURBS | 0 | 0 | 0 | 1 | Cond | 20 | 32.8084 | 1 | N | 0 |  | CIRC | ROAD | 0.7874 | Full | 0 | Other |  | 0.059055 | 0 | 25 | 0.013 | 0.93 | FIXED | 18.5182 | PI0300-8266 | 0 | 0 | 0 | 0 | 0 | 0 | 0 | 0 | 0 | 0 | 0 | [11 empty] | 148.3388
PI1300-4017.1 |  |  | 0 | 0.059055 | 0 | 25 | 0.013 | 0 | 195.4121 | 66 | 327.2118 | UNKN | Conduit | 66 | 1 |  | 0 | 107.6391 | 107.6391 | 0.0010764 | Estuary | 0 | FIXED | 25.6325 | PI1300-3690 | 0 | 0.33856 | SUBURBS | 0 | 0 | 0 | 1 | Cond | 20 | 32.8084 | 1 | N | 0 |  | CIRC | ROAD | 0.7874 | Full | 0 | Other |  | 0.059055 | 0 | 25 | 0.013 | 0.2 | FIXED | 26.7404 | PI1300-4017 | 0 | 0 | 0 | 0 | 0 | 0 | 0 | 0 | 0 | 0 | 0 | [11 empty] | 327.211
PI1300-2445.1 |  |  | 0 | 0.059055 | 0 | 25 | 0.013 | 0 | 49.3617 | 48 | 1251.1972 | UNKN | Conduit | 48 | 1 |  | 0 | 107.6391 | 107.6391 | 0.0010764 | Estuary | 0 | FIXED | 20.7283 | PI1300-1193 | 0 | 0.11807 | SUBURBS | 0 | 0 | 0 | 1 | Cond | 20 | 32.8084 | 1 | N | 0 |  | CIRC | ROAD | 0.7874 | Full | 0 | Other |  | 0.059055 | 0 | 25 | 0.013 | 0.51 | FIXED | 22.2055 | PI1300-2445 | 0 | 0 | 0 | 0 | 0 | 0 | 0 | 0 | 0 | 0 | 0 | [11 empty] | 1251.1951
PI1300-2994.1 |  |  | 0 | 0.059055 | 0 | 25 | 0.013 | 0 | 167.6165 | 66 | 505.8267 | UNKN | Conduit | 66 | 1 |  | 0 | 107.6391 | 107.6391 | 0.0010764 | Estuary | 0 | FIXED | 22.27 | PI1300-2488 | 0 | 0.2491 | SUBURBS | 0 | 0 | 0 | 1 | Cond | 20 | 32.8084 | 1 | N | 0 |  | CIRC | ROAD | 0.7874 | Full | 0 | Other |  | 0.059055 | 0 | 25 | 0.013 | 0.2 | FIXED | 23.53 | PI1300-2994 | 0 | 0 | 0 | 0 | 0 | 0 | 0 | 0 | 0 | 0 | 0 | [11 empty] | 505.8259
PI1300-4935.1 |  |  | 0 | 0.059055 | 0 | 25 | 0.013 | 0 | 195.4121 | 66 | 619.9622 | UNKN | Conduit | 66 | 1 |  | 0 | 107.6391 | 107.6391 | 0.0010764 | Estuary | 0 | FIXED | 27.7486 | PI1300-4315 | 0 | 0.33856 | SUBURBS | 0 | 0 | 0 | 1 | Cond | 20 | 32.8084 | 1 | N | 0 |  | CIRC | ROAD | 0.7874 | Full | 0 | Other |  | 0.059055 | 0 | 25 | 0.013 | 0.17 | FIXED | 29.8475 | PI1300-4935 | 0 | 0 | 0 | 0 | 0 | 0 | 0 | 0 | 0 | 0 | 0 | [11 empty] | 619.9612
PI1300-4315.1 |  |  | 0 | 0.059055 | 0 | 25 | 0.013 | 0 | 195.4121 | 66 | 297.7938 | UNKN | Conduit | 66 | 1 |  | 0 | 107.6391 | 107.6391 | 0.0010764 | Estuary | 0 | FIXED | 26.7404 | PI1300-4017 | 0 | 0.33856 | SUBURBS | 0 | 0 | 0 | 1 | Cond | 20 | 32.8084 | 1 | N | 0 |  | CIRC | ROAD | 0.7874 | Full | 0 | Other |  | 0.059055 | 0 | 25 | 0.013 | 0.17 | FIXED | 27.7486 | PI1300-4315 | 0 | 0 | 0 | 0 | 0 | 0 | 0 | 0 | 0 | 0 | 0 | [11 empty] | 297.7924
PI3800-1299.1 |  |  | 0 | 0.059055 | 0 | 25 | 0.013 | 0 | 33.2802 | 36 | 503.4934 | UNKN | Conduit | 36 | 1 |  | 0 | 107.6391 | 107.6391 | 0.0010764 | Estuary | 0 | FIXED | 59.8267 | PI3800-795 | 0 | 0.24892 | SUBURBS | 0 | 0 | 0 | 1 | Cond | 20 | 32.8084 | 1 | N | 0 |  | CIRC | ROAD | 0.7874 | Full | 0 | Other |  | 0.059055 | 0 | 25 | 0.013 | 0.25 | FIXED | 61.08 | PI3800-1299 | 0 | 0 | 0 | 0 | 0 | 0 | 0 | 0 | 0 | 0 | 0 | [11 empty] | 503.4924
PI5800-1846.1 |  |  | 0 | 0.059055 | 0 | 25 | 0.013 | 0 | 70.6224 | 48 | 41.3776 | UNKN | Conduit | 48 | 1 |  | 0 | 107.6391 | 107.6391 | 0.0010764 | Estuary | 0 | FIXED | 44.77 | PI5800-1805 | 0 | 0.24168 | SUBURBS | 0 | 0 | 0 | 1 | Cond | 20 | 32.8084 | 1 | N | 0 |  | CIRC | ROAD | 0.7874 | Full | 0 | Other |  | 0.059055 | 0 | 25 | 0.013 | 0.17 | FIXED | 44.87 | PI5800-1846 | 0 | 0 | 0 | 0 | 0 | 0 | 0 | 0 | 0 | 0 | 0 | [11 empty] | 41.378
PI3300-1056.1 |  |  | 0 | 0.059055 | 0 | 25 | 0.013 | 0 | 20.4747 | 30 | 413.4564 | UNKN | Conduit | 30 | 1 |  | 0 | 107.6391 | 107.6391 | 0.0010764 | Estuary | 0 | FIXED | 52.63 | PI3300-642 | 0 | 0.24912 | SUBURBS | 0 | 0 | 0 | 1 | Cond | 20 | 32.8084 | 1 | N | 0 |  | CIRC | ROAD | 0.7874 | Full | 0 | Other |  | 0.059055 | 0 | 25 | 0.013 | 0.27 | FIXED | 53.66 | PI3300-1056 | 0 | 0 | 0 | 0 | 0 | 0 | 0 | 0 | 0 | 0 | 0 | [11 empty] | 413.4331
PI3300-1150.1 |  |  | 0 | 0.059055 | 0 | 25 | 0.013 | 0 | 11.4195 | 24 | 94.212 | UNKN | Conduit | 24 | 1 |  | 0 | 107.6391 | 107.6391 | 0.0010764 | Estuary | 0 | FIXED | 53.66 | PI3300-1056 | 0 | 0.25474 | SUBURBS | 0 | 0 | 0 | 1 | Cond | 20 | 32.8084 | 1 | N | 0 |  | CIRC | ROAD | 0.7874 | Full | 0 | Other |  | 0.059055 | 0 | 25 | 0.013 | 0.17 | FIXED | 53.9 | PI3300-1150 | 0 | 0 | 0 | 0 | 0 | 0 | 0 | 0 | 0 | 0 | 0 | [11 empty] | 94.2012
CC0900-17745.1 |  |  | 0 | 0.059055 | 0 | 25 | 0.013 | 0 | 28.179 | 42 | 255 | UNKN | Conduit | 42 | 1 |  | 0 | 107.6391 | 107.6391 | 0.0010764 | Estuary | 0 | FIXED | 41.79 | CC0900-17460 | 0 | 0.078431 | SUBURBS | 0 | 0 | 0 | 1 | Cond | 20 | 32.8084 | 1 | N | 0 |  | CIRC | ROAD | 0.7874 | Full | 0 | Other |  | 0.059055 | 0 | 25 | 0.013 | 0.47 | FIXED | 41.99 | CC0900-17745 | 0 | 0 | 0 | 0 | 0 | 0 | 0 | 0 | 0 | 0 | 0 | [11 empty] | 285.0454
PI7700-9353.1 |  |  | 0 | 0.059055 | 0 | 25 | 0.013 | 0 | 33.6675 | 30 | 335.5186 | UNKN | Conduit | 30 | 1 |  | 0 | 107.6391 | 107.6391 | 0.0010764 | Estuary | 0 | FIXED | 48 | PI7700-9018 | 0 | 0.67358 | SUBURBS | 0 | 0 | 0 | 1 | Cond | 20 | 32.8084 | 1 | N | 0 |  | CIRC | ROAD | 0.7874 | Full | 0 | Other |  | 0.059055 | 0 | 25 | 0.013 | 0.17 | FIXED | 50.26 | PI7700-9353 | 0 | 0 | 0 | 0 | 0 | 0 | 0 | 0 | 0 | 0 | 0 | [11 empty] | 335.5175
PI7700-9541.1 |  |  | 0 | 0.059055 | 0 | 25 | 0.013 | 0 | 21.6043 | 30 | 187.4781 | UNKN | Conduit | 30 | 1 |  | 0 | 107.6391 | 107.6391 | 0.0010764 | Estuary | 0 | FIXED | 50.26 | PI7700-9353 | 0 | 0.27737 | SUBURBS | 0 | 0 | 0 | 1 | Cond | 20 | 32.8084 | 1 | N | 0 |  | CIRC | ROAD | 0.7874 | Full | 0 | Other |  | 0.059055 | 0 | 25 | 0.013 | 0.17 | FIXED | 50.78 | PI7700-9541 | 0 | 0 | 0 | 0 | 0 | 0 | 0 | 0 | 0 | 0 | 0 | [11 empty] | 187.4777
PI1501-2229.1 |  |  | 0 | 0.059055 | 0 | 25 | 0.013 | 0 | 5.7266 | 18 | 116.4473 | UNKN | Conduit | 18 | 1 |  | 0 | 107.6391 | 107.6391 | 0.0010764 | Estuary | 0 | FIXED | 38.1023 | PI1501-2112 | 0 | 0.29711 | SUBURBS | 0 | 0 | 0 | 1 | Cond | 20 | 32.8084 | 1 | N | 0 |  | CIRC | ROAD | 0.7874 | Full | 0 | Other |  | 0.059055 | 0 | 25 | 0.013 | 0.27 | FIXED | 38.4483 | PI1501-2229 | 0 | 0 | 0 | 0 | 0 | 0 | 0 | 0 | 0 | 0 | 0 | [11 empty] | 116.4472
PI0802-43.1 |  |  | 0 | 0.059055 | 0 | 25 | 0.013 | 0 | 43.1317 | 18 | 42.8603 | UNKN | Conduit | 18 | 1 |  | 0 | 107.6391 | 107.6391 | 0.0010764 | Estuary | 0 | FIXED | 14.5861 | PI0800-5262 | 0 | 16.8545 | SUBURBS | 0 | 0 | 0 | 1 | Cond | 20 | 32.8084 | 1 | N | 0 |  | CIRC | ROAD | 0.7874 | Full | 0 | Other |  | 0.059055 | 0 | 25 | 0.013 | 0.3 | FIXED | 21.81 | PI0802-43 | 0 | 0 | 0 | 0 | 0 | 0 | 0 | 0 | 0 | 0 | 0 | [11 empty] | 42.8695
PI0500-10808.1 |  |  | 0 | 0.059055 | 0 | 25 | 0.013 | 0 | 200.2288 | 60 | 1171 | UNKN | Conduit | 60 | 1 |  | 0 | 107.6391 | 107.6391 | 0.0010764 | Estuary | 0 | FIXED | 27.39 | PI0500-9959 | 0 | 0.14774 | SUBURBS | 0 | 0 | 0 | 1 | Cond | 20 | 32.8084 | 2 | N | 0 |  | CIRC | ROAD | 0.7874 | Full | 0 | Other |  | 0.059055 | 0 | 25 | 0.013 | 0.17 | FIXED | 29.12 | PI0500-10808 | 0 | 0 | 0 | 0 | 0 | 0 | 0 | 0 | 0 | 0 | 0 | [11 empty] | 849.4994
PI7700-10021.1 |  |  | 0 | 0.059055 | 0 | 25 | 0.013 | 0 | 36.3634 | 30 | 307.4851 | UNKN | Conduit | 30 | 1 |  | 0 | 107.6391 | 107.6391 | 0.0010764 | Estuary | 0 | FIXED | 52.1398 | PI7700-9714 | 0 | 0.78578 | SUBURBS | 0 | 0 | 0 | 1 | Cond | 20 | 32.8084 | 1 | N | 0 |  | CIRC | ROAD | 0.7874 | Full | 0 | Other |  | 0.059055 | 0 | 25 | 0.013 | 0.26 | FIXED | 54.5559 | PI7700-10021 | 0 | 0 | 0 | 0 | 0 | 0 | 0 | 0 | 0 | 0 | 0 | [11 empty] | 307.485
PI1300-2488.1 |  |  | 0 | 0.059055 | 0 | 25 | 0.013 | 0 | 129.7505 | 66 | 43.1891 | UNKN | Conduit | 66 | 1 |  | 0 | 107.6391 | 107.6391 | 0.0010764 | Estuary | 0 | FIXED | 22.2055 | PI1300-2445 | 0 | 0.14926 | SUBURBS | 0 | 0 | 0 | 1 | Cond | 20 | 32.8084 | 1 | N | 0 |  | CIRC | ROAD | 0.7874 | Full | 0 | Other |  | 0.059055 | 0 | 25 | 0.013 | 0.38 | FIXED | 22.27 | PI1300-2488 | 0 | 0 | 0 | 0 | 0 | 0 | 0 | 0 | 0 | 0 | 0 | [11 empty] | 43.1897
PI0900-1019.1 |  |  | 0 | 0.059055 | 0 | 25 | 0.013 | 0 | 1.7841 | 12 | 650.3348 | UNKN | Conduit | 12 | 1 |  | 0 | 107.6391 | 107.6391 | 0.0010764 | Estuary | 0 | FIXED | 18.39 | PI0900-384 | 0 | 0.25064 | SUBURBS | 0 | 0 | 0 | 1 | Cond | 20 | 32.8084 | 1 | N | 0 |  | CIRC | ROAD | 0.7874 | Full | 0 | Other |  | 0.059055 | 0 | 25 | 0.013 | 0.37 | FIXED | 20.02 | PI0900-1019 | 0 | 0 | 0 | 0 | 0 | 0 | 0 | 0 | 0 | 0 | 0 | [11 empty] | 634.6521
PI0500-4622.1 |  |  | 0 | 0.059055 | 0 | 25 | 0.013 | 0 | 0 | 48 | 880 | UNKN | Conduit | 76 | 1 |  | 0 | 107.6391 | 107.6391 | 0.0010764 | Estuary | 0 | FIXED | 19.33 | PI0500-3130 | 0 | 0.047727 | SUBURBS | 0 | 0 | 0 | 1 | Cond | 20 | 32.8084 | 2 | N | 0 |  | Ellipse | ROAD | 0.7874 | Full | 0 | Other |  | 0.059055 | 0 | 25 | 0.013 | 0.26 | FIXED | 19.75 | PI0500-4622 | 0 | 0 | 0 | 0 | 0 | 0 | 0 | 0 | 0 | 0 | 0 | [11 empty] | 854.2889
PI9300-2142.1 |  |  | 0 | 0.059055 | 0 | 25 | 0.013 | 0 | 12.2089 | 30 | 2145 | UNKN | Conduit | 30 | 1 |  | 0 | 107.6391 | 107.6391 | 0.0010764 | Estuary | 1 | FIXED | 71.45 | CC0900-25612 | 0 | 0.088578 | SUBURBS | 0 | 0 | 0 | 1 | Cond | 20 | 32.8084 | 1 | N | 0 |  | CIRC | ROAD | 0.7874 | Full | 0 | Other |  | 0.059055 | 0 | 25 | 0.013 | 0.19 | FIXED | 73.35 | PI9300-2142 | 0 | 0 | 0 | 0 | 0 | 0 | 0 | 0 | 0 | 0 | 0 | [11 empty] | 2141.9663
PI9001-735.1 |  |  | 0 | 0.059055 | 0 | 25 | 0.013 | 0 | 11.3179 | 24 | 735.3194 | UNKN | Conduit | 24 | 1 |  | 0 | 107.6391 | 107.6391 | 0.0010764 | Estuary | 0 | FIXED | 45.48 | PI9000-1839 | 0 | 0.25023 | SUBURBS | 0 | 0 | 0 | 1 | Cond | 20 | 32.8084 | 1 | N | 0 |  | CIRC | ROAD | 0.7874 | Full | 0 | Other |  | 0.059055 | 0 | 25 | 0.013 | 0.5 | FIXED | 47.32 | PI9001-735 | 0 | 0 | 0 | 0 | 0 | 0 | 0 | 0 | 0 | 0 | 0 | [11 empty] | 735.3181
PI1500-6555.1 |  |  | 0 | 0.059055 | 0 | 25 | 0.013 | 0 | 17.5844 | 30 | 125.1706 | UNKN | Conduit | 30 | 1 |  | 0 | 107.6391 | 107.6391 | 0.0010764 | Estuary | 0 | FIXED | 50.81 | PI1500-6430 | 0 | 0.18375 | SUBURBS | 0 | 0 | 0 | 1 | Cond | 20 | 32.8084 | 1 | N | 0 |  | CIRC | ROAD | 0.7874 | Full | 0 | Other |  | 0.059055 | 0 | 25 | 0.013 | 0.25 | FIXED | 51.04 | PI1500-6555 | 0 | 0 | 0 | 0 | 0 | 0 | 0 | 0 | 0 | 0 | 0 | [11 empty] | 124.632
PI1500-6430.1 |  |  | 0 | 0.059055 | 0 | 25 | 0.013 | 0 | 8.7293 | 18 | 47.8005 | UNKN | Conduit | 18 | 1 |  | 0 | 107.6391 | 107.6391 | 0.0010764 | Estuary | 0 | FIXED | 47.7 | PI1500-6382 | 0 | 0.69037 | SUBURBS | 0 | 0 | 0 | 1 | Cond | 20 | 32.8084 | 1 | N | 0 |  | CIRC | ROAD | 0.7874 | Full | 0 | Other |  | 0.059055 | 0 | 25 | 0.013 | 0.33 | FIXED | 48.03 | PI1500-6430 | 0 | 0 | 0 | 0 | 0 | 0 | 0 | 0 | 0 | 0 | 0 | [11 empty] | 47.7998
PI1504-1272.1 |  |  | 0 | 0.059055 | 0 | 25 | 0.013 | 0 | 2.9098 | 15 | 379.6374 | UNKN | Conduit | 15 | 1 |  | 0 | 107.6391 | 107.6391 | 0.0010764 | Estuary | 0 | FIXED | 49.33 | PI1504-892 | 0 | 0.20283 | SUBURBS | 0 | 0 | 0 | 1 | Cond | 20 | 32.8084 | 1 | N | 0 |  | CIRC | ROAD | 0.7874 | Full | 0 | Other |  | 0.059055 | 0 | 25 | 0.013 | 0.44 | FIXED | 50.1 | PI1504-1272 | 0 | 0 | 0 | 0 | 0 | 0 | 0 | 0 | 0 | 0 | 0 | [11 empty] | 379.6367
PI0400-534.1 |  |  | 0 | 0.059055 | 0 | 25 | 0.013 | 0 | 46.1951 | 36 | 498.3365 | UNKN | Conduit | 36 | 1 |  | 0 | 107.6391 | 107.6391 | 0.0010764 | Estuary | 0 | FIXED | 3.52 | PI0400-35 | 0 | 0.4796 | SUBURBS | 0 | 0 | 0 | 1 | Cond | 20 | 32.8084 | 1 | N | 0 |  | CIRC | ROAD | 0.7874 | Full | 0 | Other |  | 0.059055 | 0 | 25 | 0.013 | 0.5 | FIXED | 5.91 | PI0400-534 | 0 | 0 | 0 | 0 | 0 | 0 | 0 | 0 | 0 | 0 | 0 | [11 empty] | 498.3357
PI0500-3130.1 |  |  | 0 | 0.059055 | 0 | 25 | 0.013 | 0 | 427.2052 | 84 | 1241.29 | UNKN | Conduit | 84 | 1 |  | 0 | 107.6391 | 107.6391 | 0.0010764 | Estuary | 0 | FIXED | 5.76 | PI0500-1817 | 0 | 0.44712 | SUBURBS | 0 | 0 | 0 | 1 | Cond | 20 | 32.8084 | 1 | N | 0 |  | CIRC | ROAD | 0.7874 | Full | 0 | Other |  | 0.059055 | 0 | 25 | 0.013 | 0.25 | FIXED | 11.31 | PI0500-3130 | 0 | 0 | 0 | 0 | 0 | 0 | 0 | 0 | 0 | 0 | 0 | [11 empty] | 1244.3396
PI0500-1817.2 |  |  | 0 | 0.059055 | 0 | 25 | 0.013 | 0 | 392.668 | 60 | 22 | UNKN | Conduit | 60 | 1 |  | 0 | 107.6391 | 107.6391 | 0.0010764 | Estuary | 0.5 | FIXED | 9.5 | PI0501-0 | 0 | 2.2727 | SUBURBS | 0 | 0 | 0 | 2 | Cond | 20 | 32.8084 | 1 | N | 0 |  | CIRC | ROAD | 0.7874 | Full | 0 | Other |  | 0.059055 | 0 | 25 | 0.013 | 0.5 | FIXED | 10 | PI0500-1817 | 0 | 0 | 0 | 0 | 0 | 0 | 0 | 0 | 0 | 0 | 0 | [11 empty] | 44.268
PI6501-693.1 |  |  | 0 | 0.059055 | 0 | 25 | 0.013 | 0 | 5.2658 | 18 | 398.0625 | UNKN | Conduit | 18 | 1 |  | 0 | 107.6391 | 107.6391 | 0.0010764 | Estuary | 0 | FIXED | 11.72 | PI6501-295 | 0 | 0.25122 | SUBURBS | 0 | 0 | 0 | 1 | Cond | 20 | 32.8084 | 1 | N | 0 |  | CIRC | ROAD | 0.7874 | Full | 0 | Other |  | 0.059055 | 0 | 25 | 0.013 | 0.5 | FIXED | 12.72 | PI6501-693 | 0 | 0 | 0 | 0 | 0 | 0 | 0 | 0 | 0 | 0 | 0 | [11 empty] | 398.0625
PI6500-3719.1 |  |  | 0 | 0.059055 | 0 | 25 | 0.013 | 0 | 212.758 | 72 | 126.8183 | UNKN | Conduit | 72 | 1 |  | 0 | 107.6391 | 107.6391 | 0.0010764 | Estuary | 0 | FIXED | 5.62 | PI6500-3592 | 0 | 0.25233 | SUBURBS | 0 | 0 | 0 | 1 | Cond | 20 | 32.8084 | 1 | N | 0 |  | CIRC | ROAD | 0.7874 | Full | 0 | Other |  | 0.059055 | 0 | 25 | 0.013 | 0.17 | FIXED | 5.94 | PI6500-3719 | 0 | 0 | 0 | 0 | 0 | 0 | 0 | 0 | 0 | 0 | 0 | [11 empty] | 126.8182
PI6504-110.1 |  |  | 0 | 0.059055 | 0 | 25 | 0.013 | 0 | 5.299 | 18 | 110.0638 | UNKN | Conduit | 18 | 1 |  | 0 | 107.6391 | 107.6391 | 0.0010764 | Estuary | 0 | FIXED | 5.94 | PI6500-3719 | 0 | 0.2544 | SUBURBS | 0 | 0 | 0 | 1 | Cond | 20 | 32.8084 | 1 | N | 0 |  | CIRC | ROAD | 0.7874 | Full | 0 | Other |  | 0.059055 | 0 | 25 | 0.013 | 0.5 | FIXED | 6.22 | PI6504-110 | 0 | 0 | 0 | 0 | 0 | 0 | 0 | 0 | 0 | 0 | 0 | [11 empty] | 110.064
PI6601-1014.1 |  |  | 0 | 0.059055 | 0 | 25 | 0.013 | 0 | 1.7781 | 12 | 421.7238 | UNKN | Conduit | 12 | 1 |  | 0 | 107.6391 | 107.6391 | 0.0010764 | Estuary | 0 | FIXED | 7.99 | PI6601-698 | 0 | 0.24898 | SUBURBS | 0 | 0 | 0 | 1 | Cond | 20 | 32.8084 | 1 | N | 0 |  | CIRC | ROAD | 0.7874 | Full | 0 | Other |  | 0.059055 | 0 | 25 | 0.013 | 0.5 | FIXED | 9.04 | PI6601-1014 | 0 | 0 | 0 | 0 | 0 | 0 | 0 | 0 | 0 | 0 | 0 | [11 empty] | 315.7922
PI650102-313.1 |  |  | 0 | 0.059055 | 0 | 25 | 0.013 | 0 | 3.2254 | 15 | 312.9855 | UNKN | Conduit | 15 | 1 |  | 0 | 107.6391 | 107.6391 | 0.0010764 | Estuary | 0 | FIXED | 11.72 | PI6501-295 | 0 | 0.24921 | SUBURBS | 0 | 0 | 0 | 1 | Cond | 20 | 32.8084 | 1 | N | 0 |  | CIRC | ROAD | 0.7874 | Full | 0 | Other |  | 0.059055 | 0 | 25 | 0.013 | 0.17 | FIXED | 12.5 | PI650102-313 | 0 | 0 | 0 | 0 | 0 | 0 | 0 | 0 | 0 | 0 | 0 | [11 empty] | 312.9859
PI650101-54.1 |  |  | 0 | 0.059055 | 0 | 25 | 0.013 | 0 | 1.7861 | 12 | 53.8021 | UNKN | Conduit | 12 | 1 |  | 0 | 107.6391 | 107.6391 | 0.0010764 | Estuary | 0 | FIXED | 12.72 | PI6501-693 | 0 | 0.25122 | SUBURBS | 0 | 0 | 0 | 1 | Cond | 20 | 32.8084 | 1 | N | 0 |  | CIRC | ROAD | 0.7874 | Full | 0 | Other |  | 0.059055 | 0 | 25 | 0.013 | 0.81 | FIXED | 12.8552 | PI650101-54 | 0 | 0 | 0 | 0 | 0 | 0 | 0 | 0 | 0 | 0 | 0 | [11 empty] | 53.802
PI4700-120.1 |  |  | 0 | 0.059055 | 0 | 25 | 0.013 | 0 | 5.0655 | 18 | 119.9268 | UNKN | Conduit | 18 | 1 |  | 0 | 107.6391 | 107.6391 | 0.0010764 | Estuary | 1 | FIXED | 85 | CC0300-13140 | 0 | 0.23247 | SUBURBS | 0 | 0 | 0 | 1 | Cond | 20 | 32.8084 | 1 | N | 0 |  | CIRC | ROAD | 0.7874 | Full | 0 | Other |  | 0.059055 | 0 | 25 | 0.013 | 0.17 | FIXED | 85.2788 | PI4700-120 | 0 | 0 | 0 | 0 | 0 | 0 | 0 | 0 | 0 | 0 | 0 | [11 empty] | 119.9275
PI0702-121.1 |  |  | 0 | 0.059055 | 0 | 25 | 0.013 | 0 | 1.7726 | 12 | 121.2502 | UNKN | Conduit | 12 | 1 |  | 0 | 107.6391 | 107.6391 | 0.0010764 | Estuary | 0 | FIXED | 42.3 | PI0700-873 | 0 | 0.24742 | SUBURBS | 0 | 0 | 0 | 1 | Cond | 20 | 32.8084 | 1 | N | 0 |  | CIRC | ROAD | 0.7874 | Full | 0 | Other |  | 0.059055 | 0 | 25 | 0.013 | 0.5 | FIXED | 42.6 | PI0702-121 | 0 | 0 | 0 | 0 | 0 | 0 | 0 | 0 | 0 | 0 | 0 | [11 empty] | 121.25
PI6900-5164.1 |  |  | 0 | 0.059055 | 0 | 25 | 0.013 | 0 | 2.7966 | 12 | 298.8344 | UNKN | Conduit | 12 | 1 |  | 0 | 107.6391 | 107.6391 | 0.0010764 | Estuary | 0 | FIXED | 20.1595 | PI6900-4866 | 0 | 0.61588 | SUBURBS | 0 | 0 | 0 | 1 | Cond | 20 | 32.8084 | 1 | N | 0 |  | CIRC | ROAD | 0.7874 | Full | 0 | Other |  | 0.059055 | 0 | 25 | 0.013 | 0.5 | FIXED | 22 | PI6900-5164 | 0 | 0 | 0 | 0 | 0 | 0 | 0 | 0 | 0 | 0 | 0 | [11 empty] | 298.1775
PI6900-4866.1 |  |  | 0 | 0.059055 | 0 | 25 | 0.013 | 0 | 3.4743 | 12 | 251.9129 | UNKN | Conduit | 12 | 1 |  | 0 | 107.6391 | 107.6391 | 0.0010764 | Estuary | 0 | FIXED | 17.7651 | PI6900-4615 | 0 | 0.95051 | SUBURBS | 0 | 0 | 0 | 1 | Cond | 20 | 32.8084 | 1 | N | 0 |  | CIRC | ROAD | 0.7874 | Full | 0 | Other |  | 0.059055 | 0 | 25 | 0.013 | 0.75 | FIXED | 20.1595 | PI6900-4866 | 0 | 0 | 0 | 0 | 0 | 0 | 0 | 0 | 0 | 0 | 0 | [11 empty] | 251.2664
PI6900-4615.1 |  |  | 0 | 0.059055 | 0 | 25 | 0.013 | 0 | 11.325 | 24 | 221.5469 | UNKN | Conduit | 24 | 1 |  | 0 | 107.6391 | 107.6391 | 0.0010764 | Estuary | 0 | FIXED | 17.21 | PI6900-4393 | 0 | 0.25054 | SUBURBS | 0 | 0 | 0 | 1 | Cond | 20 | 32.8084 | 1 | N | 0 |  | CIRC | ROAD | 0.7874 | Full | 0 | Other |  | 0.059055 | 0 | 25 | 0.013 | 0.25 | FIXED | 17.7651 | PI6900-4615 | 0 | 0 | 0 | 0 | 0 | 0 | 0 | 0 | 0 | 0 | 0 | [11 empty] | 221.546
PI7800-1870.1 |  |  | 0 | 0.059055 | 0 | 25 | 0.013 | 0 | 61.5936 | 54 | 418 | UNKN | Conduit | 54 | 1 |  | 0 | 107.6391 | 107.6391 | 0.0010764 | Estuary | 0 | FIXED | 18.98 | PI7800-1454 | 0 | 0.098086 | SUBURBS | 0 | 0 | 0 | 1 | Cond | 20 | 32.8084 | 1 | N | 0 |  | CIRC | ROAD | 0.7874 | Full | 0 | Other |  | 0.059055 | 0 | 25 | 0.013 | 0.25 | FIXED | 19.39 | PI7800-1870 | 0 | 0 | 0 | 0 | 0 | 0 | 0 | 0 | 0 | 0 | 0 | [11 empty] | 415.6689
PI7800-1454.1 |  |  | 0 | 0.059055 | 0 | 25 | 0.013 | 0 | 63.2548 | 54 | 87 | UNKN | Conduit | 54 | 1 |  | 0 | 107.6391 | 107.6391 | 0.0010764 | Estuary | 0 | FIXED | 18.89 | PI7800-1335 | 0 | 0.10345 | SUBURBS | 0 | 0 | 0 | 1 | Cond | 20 | 32.8084 | 1 | N | 0 |  | CIRC | ROAD | 0.7874 | Full | 0 | Other |  | 0.059055 | 0 | 25 | 0.013 | 0.17 | FIXED | 18.98 | PI7800-1454 | 0 | 0 | 0 | 0 | 0 | 0 | 0 | 0 | 0 | 0 | 0 | [11 empty] | 118.4859
PI7800-1335.1 |  |  | 0 | 0.059055 | 0 | 25 | 0.013 | 0 | 61.8065 | 54 | 243 | UNKN | Conduit | 54 | 1 |  | 0 | 107.6391 | 107.6391 | 0.0010764 | Estuary | 0 | FIXED | 18.65 | PI7800-1124 | 0 | 0.098765 | SUBURBS | 0 | 0 | 0 | 1 | Cond | 20 | 32.8084 | 1 | N | 0 |  | CIRC | ROAD | 0.7874 | Full | 0 | Other |  | 0.059055 | 0 | 25 | 0.013 | 0.17 | FIXED | 18.89 | PI7800-1335 | 0 | 0 | 0 | 0 | 0 | 0 | 0 | 0 | 0 | 0 | 0 | [11 empty] | 211.1281
PI7800-1124.1 |  |  | 0 | 0.059055 | 0 | 25 | 0.013 | 0 | 62.9839 | 54 | 78 | UNKN | Conduit | 54 | 1 |  | 0 | 107.6391 | 107.6391 | 0.0010764 | Estuary | 0 | FIXED | 18.57 | PI7800-1054 | 0 | 0.10256 | SUBURBS | 0 | 0 | 0 | 1 | Cond | 20 | 32.8084 | 1 | N | 0 |  | CIRC | ROAD | 0.7874 | Full | 0 | Other |  | 0.059055 | 0 | 25 | 0.013 | 0.17 | FIXED | 18.65 | PI7800-1124 | 0 | 0 | 0 | 0 | 0 | 0 | 0 | 0 | 0 | 0 | 0 | [11 empty] | 69.955
PI7800-1054.1 |  |  | 0 | 0.059055 | 0 | 25 | 0.013 | 0 | 62.8568 | 54 | 186 | UNKN | Conduit | 54 | 1 |  | 0 | 107.6391 | 107.6391 | 0.0010764 | Estuary | 0 | FIXED | 18.38 | PI7800-861 | 0 | 0.10215 | SUBURBS | 0 | 0 | 0 | 1 | Cond | 20 | 32.8084 | 1 | N | 0 |  | CIRC | ROAD | 0.7874 | Full | 0 | Other |  | 0.059055 | 0 | 25 | 0.013 | 0.17 | FIXED | 18.57 | PI7800-1054 | 0 | 0 | 0 | 0 | 0 | 0 | 0 | 0 | 0 | 0 | 0 | [11 empty] | 193.7686
PI7800-861.1 |  |  | 0 | 0.059055 | 0 | 25 | 0.013 | 0 | 61.7719 | 54 | 223 | UNKN | Conduit | 54 | 1 |  | 0 | 107.6391 | 107.6391 | 0.0010764 | Estuary | 0 | FIXED | 18.16 | PI8200-0 | 0 | 0.098655 | SUBURBS | 0 | 0 | 0 | 1 | Cond | 20 | 32.8084 | 1 | N | 0 |  | CIRC | ROAD | 0.7874 | Full | 0 | Other |  | 0.059055 | 0 | 25 | 0.013 | 0.17 | FIXED | 18.38 | PI7800-861 | 0 | 0 | 0 | 0 | 0 | 0 | 0 | 0 | 0 | 0 | 0 | [11 empty] | 224.171
PI1002-154.1 |  |  | 0 | 0.059055 | 0 | 25 | 0.013 | 0 | 5.9842 | 18 | 154.1101 | UNKN | Conduit | 18 | 1 |  | 0 | 107.6391 | 107.6391 | 0.0010764 | Estuary | 0 | FIXED | 14 | PI1000-7 | 0 | 0.32444 | SUBURBS | 0 | 0 | 0 | 1 | Cond | 20 | 32.8084 | 1 | N | 0 |  | CIRC | ROAD | 0.7874 | Full | 0 | Other |  | 0.059055 | 0 | 25 | 0.013 | 0.5 | FIXED | 14.5 | PI1002-154 | 0 | 0 | 0 | 0 | 0 | 0 | 0 | 0 | 0 | 0 | 0 | [11 empty] | 140.8182
PI0803-124.1 |  |  | 0 | 0.059055 | 0 | 25 | 0.013 | 0 | 5.2542 | 18 | 123.9459 | UNKN | Conduit | 18 | 1 |  | 0 | 107.6391 | 107.6391 | 0.0010764 | Estuary | 0 | FIXED | 14.39 | PI0800-6393 | 0 | 0.25011 | SUBURBS | 0 | 0 | 0 | 1 | Cond | 20 | 32.8084 | 1 | N | 0 |  | CIRC | ROAD | 0.7874 | Full | 0 | Other |  | 0.059055 | 0 | 25 | 0.013 | 0.5 | FIXED | 14.7 | PI0803-124 | 0 | 0 | 0 | 0 | 0 | 0 | 0 | 0 | 0 | 0 | 0 | [11 empty] | 123.9455
PI0805-88.1 |  |  | 0 | 0.059055 | 0 | 25 | 0.013 | 0 | 1.7832 | 12 | 87.8596 | UNKN | Conduit | 12 | 1 |  | 0 | 107.6391 | 107.6391 | 0.0010764 | Estuary | 0 | FIXED | 14.51 | PI0800-6710 | 0 | 0.2504 | SUBURBS | 0 | 0 | 0 | 1 | Cond | 20 | 32.8084 | 1 | N | 0 |  | CIRC | ROAD | 0.7874 | Full | 0 | Other |  | 0.059055 | 0 | 25 | 0.013 | 0.5 | FIXED | 14.73 | PI0805-88 | 0 | 0 | 0 | 0 | 0 | 0 | 0 | 0 | 0 | 0 | 0 | [11 empty] | 87.8592
PI7000-1783.1 |  |  | 0 | 0.059055 | 0 | 25 | 0.013 | 0 | 58.1073 | 60 | 1004.6452 | UNKN | Conduit | 60 | 1 |  | 0 | 107.6391 | 107.6391 | 0.0010764 | Estuary | 0 | FIXED | 20 | PI7000-779 | 0 | 0.049769 | SUBURBS | 0 | 0 | 0 | 1 | Cond | 20 | 32.8084 | 1 | N | 0 |  | CIRC | ROAD | 0.7874 | Full | 0 | Other |  | 0.059055 | 0 | 25 | 0.013 | 0.5 | FIXED | 20.5 | PI7000-1783 | 0 | 0 | 0 | 0 | 0 | 0 | 0 | 0 | 0 | 0 | 0 | [11 empty] | 1004.6432
PI0100-9641.1 |  |  | 0 | 0.059055 | 0 | 25 | 0.013 | 0 | 2.1295 | 18 | 9736.3462 | UNKN | Conduit | 18 | 1 |  | 0 | 107.6391 | 107.6391 | 0.0010764 | Estuary | 1 | FIXED | 0 | PI0100-0 | 0 | 0.041083 | SUBURBS | 0 | 0 | 0 | 1 | Cond | 20 | 32.8084 | 1 | N | 0 |  | CIRC | ROAD | 0.7874 | Full | 0 | Other |  | 0.059055 | 0 | 25 | 0.013 | 0.25 | FIXED | 4 | PI0100-9641 | 0 | 0 | 0 | 0 | 0 | 0 | 0 | 0 | 0 | 0 | 0 | [11 empty] | 9640.5279
PI0503-395.1 |  |  | 0 | 0.059055 | 0 | 25 | 0.013 | 0 | 20.5316 | 30 | 395.2015 | UNKN | Conduit | 30 | 1 |  | 0 | 107.6391 | 107.6391 | 0.0010764 | Estuary | 0 | FIXED | 24.03 | PI0500-7443 | 0 | 0.25051 | SUBURBS | 0 | 0 | 0 | 1 | Cond | 20 | 32.8084 | 1 | N | 0 |  | CIRC | ROAD | 0.7874 | Full | 0 | Other |  | 0.059055 | 0 | 25 | 0.013 | 0.5 | FIXED | 25.02 | PI0503-395 | 0 | 0 | 0 | 0 | 0 | 0 | 0 | 0 | 0 | 0 | 0 | [11 empty] | 395.201
PI8400-90.1 |  |  | 0 | 0.059055 | 0 | 25 | 0.013 | 0 | 0 | 29 | 84 | UNKN | Conduit | 45 | 1 |  | 0 | 107.6391 | 107.6391 | 0.0010764 | Estuary | 0 | FIXED | 19.47 | PI7800-1942 | 0 | 0.095238 | SUBURBS | 0 | 0 | 0 | 1 | Cond | 20 | 32.8084 | 1 | N | 0 |  | Ellipse | ROAD | 0.7874 | Full | 0 | Other |  | 0.059055 | 0 | 25 | 0.013 | 0.25 | FIXED | 19.55 | PI8400-90 | 0 | 0 | 0 | 0 | 0 | 0 | 0 | 0 | 0 | 0 | 0 | [11 empty] | 90.3398
PI20506-1021.1 |  |  | 0 | 0.059055 | 0 | 25 | 0.013 | 0 | 20.5218 | 30 | 1002.9345 | UNKN | Conduit | 30 | 1 |  | 0 | 107.6391 | 107.6391 | 0.0010764 | Estuary | 0 | FIXED | 31.33 | PI20506-18 | 0 | 0.25027 | SUBURBS | 0 | 0 | 0 | 1 | Cond | 20 | 32.8084 | 1 | N | 0 |  | CIRC | ROAD | 0.7874 | Full | 0 | Other |  | 0.059055 | 0 | 25 | 0.013 | 0.5 | FIXED | 33.84 | PI20506-1021 | 0 | 0 | 0 | 0 | 0 | 0 | 0 | 0 | 0 | 0 | 0 | [11 empty] | 1002.9319
CC0300-0.1 |  |  | 0 | 0.059055 | 0 | 25 | 0.013 | 0 | 396.9514 | 60 | 62 | UNKN | Conduit | 60 | 1 |  | 0 | 107.6391 | 107.6391 | 0.0010764 | Estuary | 0 | FIXED | 30.86 | PI0500-11939 | 0 | 0.58065 | SUBURBS | 0 | 0 | 0 | 1 | Cond | 20 | 32.8084 | 2 | N | 0 |  | CIRC | ROAD | 0.7874 | Full | 0 | Other |  | 0.059055 | 0 | 25 | 0.013 | 0.35 | FIXED | 31.22 | CC0300-0 | 0 | 0 | 0 | 0 | 0 | 0 | 0 | 0 | 0 | 0 | 0 | [11 empty] | 86.2147
PI20506-18.1 |  |  | 0 | 0.059055 | 0 | 25 | 0.013 | 0 | 38.5121 | 36 | 9 | UNKN | Conduit | 36 | 1 |  | 0 | 107.6391 | 107.6391 | 0.0010764 | Estuary | 0 | FIXED | 30.8 | PI0500-11939 | 0 | 0.33333 | SUBURBS | 0 | 0 | 0 | 1 | Cond | 20 | 32.8084 | 1 | N | 0 |  | CIRC | ROAD | 0.7874 | Full | 0 | Other |  | 0.059055 | 0 | 25 | 0.013 | 1 | FIXED | 30.83 | PI20506-18 | 0 | 0 | 0 | 0 | 0 | 0 | 0 | 0 | 0 | 0 | 0 | [11 empty] | 18.2193
PI1000-15.1 |  |  | 0 | 0.059055 | 0 | 25 | 0.013 | 0 | 71.5478 | 24 | 3.3 | UNKN | Conduit | 24 | 1 |  | 0 | 107.6391 | 107.6391 | 0.0010764 | Estuary | 0 | FIXED | 13.64 | PI1000-7 | 0 | 10 | SUBURBS | 0 | 0 | 0 | 1 | Cond | 20 | 32.8084 | 1 | N | 0 |  | CIRC | ROAD | 0.7874 | Full | 0 | Other |  | 0.059055 | 0 | 25 | 0.013 | 0.45 | FIXED | 13.97 | PI1000-15 | 0 | 0 | 0 | 0 | 0 | 0 | 0 | 0 | 0 | 0 | 0 | [11 empty] | 7.9668
PI7700-11525.1 |  |  | 0 | 0.059055 | 0 | 25 | 0.013 | 0 | 1.3376 | 12 | 308.9692 | UNKN | Conduit | 12 | 1 |  | 0 | 107.6391 | 107.6391 | 0.0010764 | Estuary | 0 | FIXED | 59.3547 | PI8011-339 | 0 | 0.14088 | SUBURBS | 0 | 0 | 0 | 1 | Cond | 20 | 32.8084 | 1 | N | 0 |  | CIRC | ROAD | 0.7874 | Full | 0 | Other |  | 0.059055 | 0 | 25 | 0.013 | 0.29 | FIXED | 59.79 | PI7700-11525 | 0 | 0 | 0 | 0 | 0 | 0 | 0 | 0 | 0 | 0 | 0 | [11 empty] | 308.969
PI0400-35.1 |  |  | 0 | 0.059055 | 0 | 25 | 0.013 | 0 | 47.1675 | 36 | 16 | UNKN | Conduit | 36 | 1 |  | 0 | 107.6391 | 107.6391 | 0.0010764 | Estuary | 0 | FIXED | 1.05 | CC0100-1030 | 0 | 0.5 | SUBURBS | 0 | 0 | 0 | 1 | Cond | 20 | 32.8084 | 1 | N | 0 |  | CIRC | ROAD | 0.7874 | Full | 0 | Other |  | 0.059055 | 0 | 25 | 0.013 | 0.21 | FIXED | 1.13 | PI0400-35 | 0 | 0 | 0 | 0 | 0 | 0 | 0 | 0 | 0 | 0 | 0 | [11 empty] | 35.3543
PI0401-61.1 |  |  | 0 | 0.059055 | 0 | 25 | 0.013 | 0 | -290.7602 | 36 | 30 | UNKN | Conduit | 36 | 1 |  | 0 | 107.6391 | 107.6391 | 0.0010764 | Estuary | 0 | FIXED | 0.7 | PI0400-35 | 0 | -19 | SUBURBS | 0 | 0 | 0 | 1 | Cond | 20 | 32.8084 | 1 | N | 0 |  | CIRC | ROAD | 0.7874 | Full | 0 | Other |  | 0.059055 | 0 | 25 | 0.013 | 0.5 | FIXED | -5 | PI0401-61 | 0 | 0 | 0 | 0 | 0 | 0 | 0 | 0 | 0 | 0 | 0 | [11 empty] | 60.8713
PI0300-7932.1 |  |  | 0 | 0.059055 | 0 | 25 | 0.013 | 0 | 72.3672 | 48 | 128.4496 | UNKN | Conduit | 48 | 1 |  | 0 | 107.6391 | 107.6391 | 0.0010764 | Estuary | 0 | FIXED | 17.3431 | PI0300-7803 | 0 | 0.25377 | SUBURBS | 0 | 0 | 0 | 1 | Cond | 20 | 32.8084 | 1 | N | 0 |  | CIRC | ROAD | 0.7874 | Full | 0 | Other |  | 0.059055 | 0 | 25 | 0.013 | 0.21 | FIXED | 17.6691 | PI0300-7932 | 0 | 0 | 0 | 0 | 0 | 0 | 0 | 0 | 0 | 0 | 0 | [11 empty] | 128.4495
PI0801-517.1 |  |  | 0 | 0.059055 | 0 | 25 | 0.013 | 0 | 244.1976 | 72 | 39.1079 | UNKN | Conduit | 72 | 1 |  | 0 | 107.6391 | 107.6391 | 0.0010764 | Estuary | 0 | FIXED | 11.54 | PI0801-478 | 0 | 0.33241 | SUBURBS | 0 | 0 | 0 | 1 | Cond | 20 | 32.8084 | 1 | N | 0 |  | CIRC | ROAD | 0.7874 | Full | 0 | Other |  | 0.059055 | 0 | 25 | 0.013 | 0.45 | FIXED | 11.67 | PI0801-517 | 0 | 0 | 0 | 0 | 0 | 0 | 0 | 0 | 0 | 0 | 0 | [11 empty] | 39.1075
PI5500-2920.1 |  |  | 0 | 0.059055 | 0 | 25 | 0.013 | 0 | 1.7871 | 12 | 159.0548 | UNKN | Conduit | 12 | 1 |  | 0 | 107.6391 | 107.6391 | 0.0010764 | Estuary | 0 | FIXED | 93.9 | PI5500-2761 | 0 | 0.25149 | SUBURBS | 0 | 0 | 0 | 1 | Cond | 20 | 32.8084 | 1 | N | 0 |  | CIRC | ROAD | 0.7874 | Full | 0 | Other |  | 0.059055 | 0 | 25 | 0.013 | 0.5 | FIXED | 94.3 | PI5500-2920 | 0 | 0 | 0 | 0 | 0 | 0 | 0 | 0 | 0 | 0 | 0 | [11 empty] | 159.054
PI9300-2827.1 |  |  | 0 | 0.059055 | 0 | 25 | 0.013 | 0 | 11.3127 | 24 | 516 | UNKN | Conduit | 24 | 1 |  | 0 | 107.6391 | 107.6391 | 0.0010764 | Estuary | 0 | FIXED | 73.77 | PI9300-2311 | 0 | 0.25 | SUBURBS | 0 | 0 | 0 | 1 | Cond | 20 | 32.8084 | 1 | N | 0 |  | CIRC | ROAD | 0.7874 | Full | 0 | Other |  | 0.059055 | 0 | 25 | 0.013 | 0.25 | FIXED | 75.06 | PI9300-2827 | 0 | 0 | 0 | 0 | 0 | 0 | 0 | 0 | 0 | 0 | 0 | [11 empty] | 515.7477
PI6700-29.1 |  |  | 0 | 0.059055 | 0 | 25 | 0.013 | 0 | 1.7516 | 12 | 28.9736 | UNKN | Conduit | 12 | 1 |  | 0 | 107.6391 | 107.6391 | 0.0010764 | Estuary | 0 | FIXED | 6.47 | PI6600-462 | 0 | 0.2416 | SUBURBS | 0 | 0 | 0 | 1 | Cond | 20 | 32.8084 | 1 | N | 0 |  | CIRC | ROAD | 0.7874 | Full | 0 | Other |  | 0.059055 | 0 | 25 | 0.013 | 0.17 | FIXED | 6.54 | PI6700-29 | 0 | 0 | 0 | 0 | 0 | 0 | 0 | 0 | 0 | 0 | 0 | [11 empty] | 28.9736
PI6900-1451.1 |  |  | 0 | 0.059055 | 0 | 25 | 0.013 | 0 | 50.2216 | 42 | 289.0091 | UNKN | Conduit | 42 | 1 |  | 0 | 107.6391 | 107.6391 | 0.0010764 | Estuary | 0 | FIXED | 11.17 | PI6900-1162 | 0 | 0.24913 | SUBURBS | 0 | 0 | 0 | 1 | Cond | 20 | 32.8084 | 1 | N | 0 |  | CIRC | ROAD | 0.7874 | Full | 0 | Other |  | 0.059055 | 0 | 25 | 0.013 | 0.17 | FIXED | 11.89 | PI6900-1451 | 0 | 0 | 0 | 0 | 0 | 0 | 0 | 0 | 0 | 0 | 0 | [11 empty] | 289.0091
PI6900-2072.1 |  |  | 0 | 0.059055 | 0 | 25 | 0.013 | 0 | 50.1301 | 42 | 229.6348 | UNKN | Conduit | 42 | 1 |  | 0 | 107.6391 | 107.6391 | 0.0010764 | Estuary | 0 | FIXED | 11.28 | PI6900-1842 | 0 | 0.24822 | SUBURBS | 0 | 0 | 0 | 1 | Cond | 20 | 32.8084 | 1 | N | 0 |  | CIRC | ROAD | 0.7874 | Full | 0 | Other |  | 0.059055 | 0 | 25 | 0.013 | 0.17 | FIXED | 11.85 | PI6900-2072 | 0 | 0 | 0 | 0 | 0 | 0 | 0 | 0 | 0 | 0 | 0 | [11 empty] | 229.634
PI1200-222.1 |  |  | 0 | 0.059055 | 0 | 25 | 0.013 | 0 | 54.4717 | 36 | 102.0942 | UNKN | Conduit | 36 | 1 |  | 0 | 107.6391 | 107.6391 | 0.0010764 | Estuary | 0 | FIXED | 16.7246 | PI1200-120 | 0 | 0.66685 | SUBURBS | 0 | 0 | 0 | 1 | Cond | 20 | 32.8084 | 1 | N | 0 |  | CIRC | ROAD | 0.7874 | Full | 0 | Other |  | 0.059055 | 0 | 25 | 0.013 | 0.38 | FIXED | 17.4054 | PI1200-222 | 0 | 0 | 0 | 0 | 0 | 0 | 0 | 0 | 0 | 0 | 0 | [11 empty] | 102.0935
PI1200-120.1 |  |  | 0 | 0.059055 | 0 | 25 | 0.013 | 0 | 33.5699 | 36 | 45.2504 | UNKN | Conduit | 36 | 1 |  | 0 | 107.6391 | 107.6391 | 0.0010764 | Estuary | 0 | FIXED | 16.61 | PI1200-75 | 0 | 0.25327 | SUBURBS | 0 | 0 | 0 | 1 | Cond | 20 | 32.8084 | 1 | N | 0 |  | CIRC | ROAD | 0.7874 | Full | 0 | Other |  | 0.059055 | 0 | 25 | 0.013 | 0.63 | FIXED | 16.7246 | PI1200-120 | 0 | 0 | 0 | 0 | 0 | 0 | 0 | 0 | 0 | 0 | 0 | [11 empty] | 45.2498
PI1200-275.1 |  |  | 0 | 0.059055 | 0 | 25 | 0.013 | 0 | 54.4717 | 36 | 53.0422 | UNKN | Conduit | 36 | 1 |  | 0 | 107.6391 | 107.6391 | 0.0010764 | Estuary | 0 | FIXED | 17.4054 | PI1200-222 | 0 | 0.66685 | SUBURBS | 0 | 0 | 0 | 1 | Cond | 20 | 32.8084 | 1 | N | 0 |  | CIRC | ROAD | 0.7874 | Full | 0 | Other |  | 0.059055 | 0 | 25 | 0.013 | 0.45 | FIXED | 17.7591 | PI1200-275 | 0 | 0 | 0 | 0 | 0 | 0 | 0 | 0 | 0 | 0 | 0 | [11 empty] | 53.0421
PI7000-779.1 |  |  | 0 | 0.059055 | 0 | 25 | 0.013 | 0 | -107.3149 | 72 | 778.8491 | UNKN | Conduit | 72 | 1 |  | 0 | 107.6391 | 107.6391 | 0.0010764 | Estuary | 1 | FIXED | 19.5 | CC0900-6429 | 0 | -0.064197 | SUBURBS | 0 | 0 | 0 | 1 | Cond | 20 | 32.8084 | 1 | N | 0 |  | CIRC | ROAD | 0.7874 | Full | 0 | Other |  | 0.059055 | 0 | 25 | 0.013 | 0.25 | FIXED | 19 | PI7000-779 | 0 | 0 | 0 | 0 | 0 | 0 | 0 | 0 | 0 | 0 | 0 | [11 empty] | 778.8474
PI1502-274.1 |  |  | 0 | 0.059055 | 0 | 25 | 0.013 | 0 | 5.2694 | 18 | 274.2816 | UNKN | Conduit | 18 | 1 |  | 0 | 107.6391 | 107.6391 | 0.0010764 | Estuary | 0 | FIXED | 34.75 | PI1500-2470 | 0 | 0.25157 | SUBURBS | 0 | 0 | 0 | 1 | Cond | 20 | 32.8084 | 1 | N | 0 |  | CIRC | ROAD | 0.7874 | Full | 0 | Other |  | 0.059055 | 0 | 25 | 0.013 | 0.5 | FIXED | 35.44 | PI1502-274 | 0 | 0 | 0 | 0 | 0 | 0 | 0 | 0 | 0 | 0 | 0 | [11 empty] | 274.2814
PI0800-6886.1 |  |  | 0 | 0.059055 | 0 | 25 | 0.013 | 0 | 212.0768 | 72 | 175.4972 | UNKN | Conduit | 72 | 1 |  | 0 | 107.6391 | 107.6391 | 0.0010764 | Estuary | 0 | FIXED | 14.51 | PI0800-6710 | 0 | 0.25072 | SUBURBS | 0 | 0 | 0 | 1 | Cond | 20 | 32.8084 | 1 | N | 0 |  | CIRC | ROAD | 0.7874 | Full | 0 | Other |  | 0.059055 | 0 | 25 | 0.013 | 0.17 | FIXED | 14.95 | PI0800-6886 | 0 | 0 | 0 | 0 | 0 | 0 | 0 | 0 | 0 | 0 | 0 | [11 empty] | 175.4965
PI0500-8510.1 |  |  | 0 | 0.059055 | 0 | 25 | 0.013 | 0 | 201.3972 | 60 | 1124 | UNKN | Conduit | 60 | 1 |  | 0 | 107.6391 | 107.6391 | 0.0010764 | Estuary | 0 | FIXED | 24.03 | PI0500-7443 | 0 | 0.14947 | SUBURBS | 0 | 0 | 0 | 1 | Cond | 20 | 32.8084 | 2 | N | 0 |  | CIRC | ROAD | 0.7874 | Full | 0 | Other |  | 0.059055 | 0 | 25 | 0.013 | 0.18 | FIXED | 25.71 | PI0500-8510 | 0 | 0 | 0 | 0 | 0 | 0 | 0 | 0 | 0 | 0 | 0 | [11 empty] | 1067.1329
CC0200-27.1 |  |  | 0 | 0.059055 | 0 | 25 | 0.013 | 0 | -198.1568 | 48 | 25 | UNKN | Conduit | 96 | 1 |  | 0 | 107.6391 | 107.6391 | 0.0010764 | Estuary | 0 | FIXED | 13.83 | CC0200-0 | 0 | -0.2 | SUBURBS | 0 | 0 | 0 | 1 | Cond | 20 | 32.8084 | 1 | N | 0 |  | RECT | ROAD | 0.7874 | Full | 0 | Other |  | 0.059055 | 0 | 25 | 0.013 | 0.32 | FIXED | 13.78 | CC0200-27 | 0 | 0 | 0 | 0 | 0 | 0 | 0 | 0 | 0 | 0 | 0 | [11 empty] | 27.1176
PI7804-754.1 |  |  | 0 | 0.059055 | 0 | 25 | 0.013 | 0 | 2.3234 | 12 | 662.7787 | UNKN | Conduit | 12 | 1 |  | 0 | 107.6391 | 107.6391 | 0.0010764 | Estuary | 0 | FIXED | 28.851 | PI7804-91 | 0 | 0.42509 | SUBURBS | 0 | 0 | 0 | 1 | Cond | 20 | 32.8084 | 1 | N | 0 |  | CIRC | ROAD | 0.7874 | Full | 0 | Other |  | 0.059055 | 0 | 25 | 0.013 | 0.18 | FIXED | 31.6684 | PI7804-754 | 0 | 0 | 0 | 0 | 0 | 0 | 0 | 0 | 0 | 0 | 0 | [11 empty] | 662.7765
PI7804-91.1 |  |  | 0 | 0.059055 | 0 | 25 | 0.013 | 0 | 2.3234 | 12 | 90.9405 | UNKN | Conduit | 12 | 1 |  | 0 | 107.6391 | 107.6391 | 0.0010764 | Estuary | 0 | FIXED | 28.4644 | PI7800-3948 | 0 | 0.42509 | SUBURBS | 0 | 0 | 0 | 1 | Cond | 20 | 32.8084 | 1 | N | 0 |  | CIRC | ROAD | 0.7874 | Full | 0 | Other |  | 0.059055 | 0 | 25 | 0.013 | 0.24 | FIXED | 28.851 | PI7804-91 | 0 | 0 | 0 | 0 | 0 | 0 | 0 | 0 | 0 | 0 | 0 | [11 empty] | 90.9404
PI7800-6369.1 |  |  | 0 | 0.059055 | 0 | 25 | 0.013 | 0 | 21.3634 | 36 | 392.4106 | UNKN | Conduit | 36 | 1 |  | 0 | 107.6391 | 107.6391 | 0.0010764 | Estuary | 0 | FIXED | 39.1475 | PI7800-5977 | 0 | 0.10257 | SUBURBS | 0 | 0 | 0 | 1 | Cond | 20 | 32.8084 | 1 | N | 0 |  | CIRC | ROAD | 0.7874 | Full | 0 | Other |  | 0.059055 | 0 | 25 | 0.013 | 0.17 | FIXED | 39.55 | PI7800-6369 | 0 | 0 | 0 | 0 | 0 | 0 | 0 | 0 | 0 | 0 | 0 | [11 empty] | 392.4104
PI7800-5977.1 |  |  | 0 | 0.059055 | 0 | 25 | 0.013 | 0 | 105.1687 | 36 | 10.5233 | UNKN | Conduit | 36 | 1 |  | 0 | 107.6391 | 107.6391 | 0.0010764 | Estuary | 0 | FIXED | 38.8859 | PI7800-5967 | 0 | 2.4857 | SUBURBS | 0 | 0 | 0 | 1 | Cond | 20 | 32.8084 | 1 | N | 0 |  | CIRC | ROAD | 0.7874 | Full | 0 | Other |  | 0.059055 | 0 | 25 | 0.013 | 0.17 | FIXED | 39.1475 | PI7800-5977 | 0 | 0 | 0 | 0 | 0 | 0 | 0 | 0 | 0 | 0 | 0 | [11 empty] | 10.5224
PI7809-649.2 |  |  | 0 | 0.059055 | 0 | 25 | 0.013 | 0 | 16.5641 | 18 | 647.0705 | UNKN | Conduit | 18 | 1 |  | 0 | 107.6391 | 107.6391 | 0.0010764 | Estuary | 0 | FIXED | 23.5955 | PI7800-5977 | 0 | 2.4857 | SUBURBS | 0 | 0 | 0 | 2 | Cond | 20 | 32.8084 | 1 | N | 0 |  | CIRC | ROAD | 0.7874 | Full | 0 | Other |  | 0.059055 | 0 | 25 | 0.013 | 0.5 | FIXED | 39.68 | PI7809-649 | 0 | 0 | 0 | 0 | 0 | 0 | 0 | 0 | 0 | 0 | 0 | [11 empty] | 647.0694
PI7800-5931.1 |  |  | 0 | 0.059055 | 0 | 25 | 0.013 | 0 | 158.6384 | 42 | 71.7573 | UNKN | Conduit | 42 | 1 |  | 0 | 107.6391 | 107.6391 | 0.0010764 | Estuary | 0 | FIXED | 35.0773 | PI7800-5860 | 0 | 2.4857 | SUBURBS | 0 | 0 | 0 | 1 | Cond | 20 | 32.8084 | 1 | N | 0 |  | CIRC | ROAD | 0.7874 | Full | 0 | Other |  | 0.059055 | 0 | 25 | 0.013 | 0.81 | FIXED | 36.8611 | PI7800-5931 | 0 | 0 | 0 | 0 | 0 | 0 | 0 | 0 | 0 | 0 | 0 | [11 empty] | 71.7576
PI7800-3603.2 |  |  | 0 | 0.059055 | 0 | 25 | 0.013 | 0 | 33.3786 | 36 | 1014.4103 | UNKN | Conduit | 36 | 1 |  | 0 | 107.6391 | 107.6391 | 0.0010764 | Estuary | 0 | FIXED | 25.06 | PI7802-589 | 0 | 0.25039 | SUBURBS | 0 | 0 | 0 | 2 | Cond | 20 | 32.8084 | 1 | N | 0 |  | CIRC | ROAD | 0.7874 | Full | 0 | Other |  | 0.059055 | 0 | 25 | 0.013 | 0.5 | FIXED | 27.6 | PI7800-3603 | 0 | 0 | 0 | 0 | 0 | 0 | 0 | 0 | 0 | 0 | 0 | [11 empty] | 1014.4081
PI7800-2017.1 |  |  | 0 | 0.059055 | 0 | 25 | 0.013 | 0 | 329.9 | 48 | 95 | UNKN | Conduit | 48 | 1 |  | 0 | 107.6391 | 107.6391 | 0.0010764 | Estuary | 0 | FIXED | 18.58 | PI7800-1987 | 0 | 5.2737 | SUBURBS | 0 | 0 | 0 | 1 | Cond | 20 | 32.8084 | 1 | N | 0 |  | CIRC | ROAD | 0.7874 | Full | 0 | Other |  | 0.059055 | 0 | 25 | 0.013 | 0.25 | FIXED | 23.59 | PI7800-2017 | 0 | 0 | 0 | 0 | 0 | 0 | 0 | 0 | 0 | 0 | 0 | [11 empty] | 29.742
PI7800-1987.2 |  |  | 0 | 0.059055 | 0 | 25 | 0.013 | 0 | 28.4343 | 33 | 55.3628 | UNKN | Conduit | 33 | 1 |  | 0 | 107.6391 | 107.6391 | 0.0010764 | Estuary | 0 | FIXED | 24.73 | PI7800-1942 | 0 | 0.289 | SUBURBS | 0 | 0 | 0 | 2 | Cond | 20 | 32.8084 | 1 | N | 0 |  | CIRC | ROAD | 0.7874 | Full | 0 | Other |  | 0.059055 | 0 | 25 | 0.013 | 0.5 | FIXED | 24.89 | PI7800-1987 | 0 | 0 | 0 | 0 | 0 | 0 | 0 | 0 | 0 | 0 | 0 | [11 empty] | 45.056
PI7800-1942.1 |  |  | 0 | 0.059055 | 0 | 25 | 0.013 | 0 | 0 | 29 | 79 | UNKN | Conduit | 45 | 1 |  | 0 | 107.6391 | 107.6391 | 0.0010764 | Estuary | 0 | FIXED | 19.39 | PI7800-1870 | 0 | 0.10127 | SUBURBS | 0 | 0 | 0 | 1 | Cond | 20 | 32.8084 | 1 | N | 0 |  | Ellipse | ROAD | 0.7874 | Full | 0 | Other |  | 0.059055 | 0 | 25 | 0.013 | 0.17 | FIXED | 19.47 | PI7800-1942 | 0 | 0 | 0 | 0 | 0 | 0 | 0 | 0 | 0 | 0 | 0 | [11 empty] | 72.627
PI7802-589.1 |  |  | 0 | 0.059055 | 0 | 25 | 0.013 | 0 | 33.3235 | 36 | 589.0221 | UNKN | Conduit | 36 | 1 |  | 0 | 107.6391 | 107.6391 | 0.0010764 | Estuary | 0 | FIXED | 23.59 | PI7800-2017 | 0 | 0.24957 | SUBURBS | 0 | 0 | 0 | 1 | Cond | 20 | 32.8084 | 1 | N | 0 |  | CIRC | ROAD | 0.7874 | Full | 0 | Other |  | 0.059055 | 0 | 25 | 0.013 | 0.25 | FIXED | 25.06 | PI7802-589 | 0 | 0 | 0 | 0 | 0 | 0 | 0 | 0 | 0 | 0 | 0 | [11 empty] | 589.0209
PI7802-589.2 |  |  | 0 | 0.059055 | 0 | 25 | 0.013 | 0 | 5.2469 | 18 | 677.5727 | UNKN | Conduit | 18 | 1 |  | 0 | 107.6391 | 107.6391 | 0.0010764 | Estuary | 0 | FIXED | 25.05 | PI7800-2601 | 0 | 0.24942 | SUBURBS | 0 | 0 | 0 | 2 | Cond | 20 | 32.8084 | 1 | N | 0 |  | CIRC | ROAD | 0.7874 | Full | 0 | Other |  | 0.059055 | 0 | 25 | 0.013 | 0.5 | FIXED | 26.74 | PI7802-589 | 0 | 0 | 0 | 0 | 0 | 0 | 0 | 0 | 0 | 0 | 0 | [11 empty] | 12.0853
PI7700-6606.1 |  |  | 0 | 0.059055 | 0 | 25 | 0.013 | 0 | 59.6181 | 39 | 150.132 | UNKN | Conduit | 39 | 1 |  | 0 | 107.6391 | 107.6391 | 0.0010764 | Estuary | 0 | FIXED | 39.5 | PI7700-6450 | 0 | 0.52125 | SUBURBS | 0 | 0 | 0 | 1 | Cond | 20 | 32.8084 | 1 | N | 0 |  | CIRC | ROAD | 0.7874 | Full | 0 | Other |  | 0.059055 | 0 | 25 | 0.013 | 0.17 | FIXED | 40.2826 | PI7700-6606 | 0 | 0 | 0 | 0 | 0 | 0 | 0 | 0 | 0 | 0 | 0 | [11 empty] | 156.2785
CC0100-3146.1 |  |  | 0 | 0.059055 | 0 | 25 | 0.013 | 0 | 161.8859 | 48 | 2130 | UNKN | Conduit | 144 | 1 |  | 0 | 107.6391 | 107.6391 | 0.0010764 | Estuary | 0 | FIXED | 2.63 | CC0100-1030 | 0 | 0.050704 | SUBURBS | 0 | 0 | 0 | 1 | Cond | 20 | 32.8084 | 1 | N | 0 |  | RECT | ROAD | 0.7874 | Full | 0 | Other |  | 0.059055 | 0 | 25 | 0.013 | 0.84 | FIXED | 3.71 | CC0100-3146 | 0 | 0 | 0 | 0 | 0 | 0 | 0 | 0 | 0 | 0 | 0 | [11 empty] | 2115.9024
CC0100-1030.1 |  |  | 0 | 0.059055 | 0 | 25 | 0.013 | 0 | -156.8835 | 48 | 504 | UNKN | Conduit | 144 | 1 |  | 0 | 107.6391 | 107.6391 | 0.0010764 | Estuary | 1 | FIXED | 2.63 | CC0100-0 | 0 | -0.047619 | SUBURBS | 0 | 0 | 0 | 1 | Cond | 20 | 32.8084 | 1 | N | 0 |  | RECT | ROAD | 0.7874 | Full | 0 | Other |  | 0.059055 | 0 | 25 | 0.013 | 0.32 | FIXED | 2.39 | CC0100-1030 | 0 | 0 | 0 | 0 | 0 | 0 | 0 | 0 | 0 | 0 | 0 | [11 empty] | 1030.1938
PI6500-1693.1 |  |  | 0 | 0.059055 | 0 | 25 | 0.013 | 0 | 205.7628 | 72 | 1309.2679 | UNKN | Conduit | 72 | 1 |  | 0 | 107.6391 | 107.6391 | 0.0010764 | Estuary | 0 | FIXED | 0.74 | PI6500-1083 | 0 | 0.23601 | SUBURBS | 0 | 0 | 0 | 1 | Cond | 20 | 32.8084 | 1 | N | 0 |  | CIRC | ROAD | 0.7874 | Full | 0 | Other |  | 0.059055 | 0 | 25 | 0.013 | 0.17 | FIXED | 3.83 | PI6500-1693 | 0 | 0 | 0 | 0 | 0 | 0 | 0 | 0 | 0 | 0 | 0 | [11 empty] | 609.8983
PI9600-4475.1 |  |  | 0 | 0.059055 | 0 | 25 | 0.013 | 0 | 1.6428 | 12 | 305.8612 | UNKN | Conduit | 12 | 1 |  | 0 | 107.6391 | 107.6391 | 0.0010764 | Estuary | 0 | FIXED | 94.34 | PI9600-4409 | 0 | 0.21251 | SUBURBS | 0 | 0 | 0 | 1 | Cond | 20 | 32.8084 | 1 | N | 0 |  | CIRC | ROAD | 0.7874 | Full | 0 | Other |  | 0.059055 | 0 | 25 | 0.013 | 0.17 | FIXED | 94.99 | PI9600-4475 | 0 | 0 | 0 | 0 | 0 | 0 | 0 | 0 | 0 | 0 | 0 | [11 empty] | 66.5963
PI6601-1120.1 |  |  | 0 | 0.059055 | 0 | 25 | 0.013 | 0 | 1.7781 | 12 | 421.7238 | UNKN | Conduit | 12 | 1 |  | 0 | 107.6391 | 107.6391 | 0.0010764 | Estuary | 0 | FIXED | 9.04 | PI6601-1014 | 0 | 0.24898 | SUBURBS | 0 | 0 | 0 | 1 | Cond | 20 | 32.8084 | 1 | N | 0 |  | CIRC | ROAD | 0.7874 | Full | 0 | Other |  | 0.059055 | 0 | 25 | 0.013 | 0.5 | FIXED | 10.09 | PI6601-1120 | 0 | 0 | 0 | 0 | 0 | 0 | 0 | 0 | 0 | 0 | 0 | [11 empty] | 105.744
PI6503-43.1 |  |  | 0 | 0.059055 | 0 | 25 | 0.013 | 0 | 50.316 | 42 | 279.9274 | UNKN | Conduit | 42 | 1 |  | 0 | 107.6391 | 107.6391 | 0.0010764 | Estuary | 0 | FIXED | 4.97 | PI6500-2876 | 0 | 0.25006 | SUBURBS | 0 | 0 | 0 | 1 | Cond | 20 | 32.8084 | 1 | N | 0 |  | CIRC | ROAD | 0.7874 | Full | 0 | Other |  | 0.059055 | 0 | 25 | 0.013 | 0.17 | FIXED | 5.67 | PI6503-43 | 0 | 0 | 0 | 0 | 0 | 0 | 0 | 0 | 0 | 0 | 0 | [11 empty] | 43.3278
PI6900-343.1 |  |  | 0 | 0.059055 | 0 | 25 | 0.013 | 0 | 29.0799 | 42 | 826.0806 | UNKN | Conduit | 42 | 1 |  | 0 | 107.6391 | 107.6391 | 0.0010764 | Estuary | 0 | FIXED | 9.5 | PI6900-106 | 0 | 0.083527 | SUBURBS | 0 | 0 | 0 | 1 | Cond | 20 | 32.8084 | 1 | N | 0 |  | CIRC | ROAD | 0.7874 | Full | 0 | Other |  | 0.059055 | 0 | 25 | 0.013 | 0.17 | FIXED | 10.19 | PI6900-343 | 0 | 0 | 0 | 0 | 0 | 0 | 0 | 0 | 0 | 0 | 0 | [11 empty] | 236.9982
PI5800-4733.1 |  |  | 0 | 0.059055 | 0 | 25 | 0.013 | 0 | 59.1463 | 42 | 1085.2648 | UNKN | Conduit | 42 | 1 |  | 0 | 107.6391 | 107.6391 | 0.0010764 | Estuary | 0 | FIXED | 50.22 | PI5800-4213 | 0 | 0.34554 | SUBURBS | 0 | 0 | 0 | 1 | Cond | 20 | 32.8084 | 1 | N | 0 |  | CIRC | ROAD | 0.7874 | Full | 0 | Other |  | 0.059055 | 0 | 25 | 0.013 | 0.17 | FIXED | 53.97 | PI5800-4733 | 0 | 0 | 0 | 0 | 0 | 0 | 0 | 0 | 0 | 0 | 0 | [11 empty] | 520.0805
PI5800-7396.1 |  |  | 0 | 0.059055 | 0 | 25 | 0.013 | 0 | 84.3644 | 36 | 462.0004 | UNKN | Conduit | 36 | 1 |  | 0 | 107.6391 | 107.6391 | 0.0010764 | Estuary | 0 | FIXED | 58.3 | PI5800-7230 | 0 | 1.5996 | SUBURBS | 0 | 0 | 0 | 1 | Cond | 20 | 32.8084 | 1 | N | 0 |  | CIRC | ROAD | 0.7874 | Full | 0 | Other |  | 0.059055 | 0 | 25 | 0.013 | 0.23 | FIXED | 65.69 | PI5800-7396 | 0 | 0 | 0 | 0 | 0 | 0 | 0 | 0 | 0 | 0 | 0 | [11 empty] | 166.0029
PI8200-631.1 |  |  | 0 | 0.059055 | 0 | 25 | 0.013 | 0 | 11.3258 | 24 | 638.5166 | UNKN | Conduit | 24 | 1 |  | 0 | 107.6391 | 107.6391 | 0.0010764 | Estuary | 0 | FIXED | 24.18 | PI8200-419 | 0 | 0.25058 | SUBURBS | 0 | 0 | 0 | 1 | Cond | 20 | 32.8084 | 1 | N | 0 |  | CIRC | ROAD | 0.7874 | Full | 0 | Other |  | 0.059055 | 0 | 25 | 0.013 | 0.27 | FIXED | 25.78 | PI8200-631 | 0 | 0 | 0 | 0 | 0 | 0 | 0 | 0 | 0 | 0 | 0 | [11 empty] | 211.9336
PI7803-1248.1 |  |  | 0 | 0.059055 | 0 | 25 | 0.013 | 0 | 1.6875 | 12 | 845.759 | UNKN | Conduit | 12 | 1 |  | 0 | 107.6391 | 107.6391 | 0.0010764 | Estuary | 0 | FIXED | 27.3106 | PI7803-928 | 0 | 0.22423 | SUBURBS | 0 | 0 | 0 | 1 | Cond | 20 | 32.8084 | 1 | N | 0 |  | CIRC | ROAD | 0.7874 | Full | 0 | Other |  | 0.059055 | 0 | 25 | 0.013 | 0.17 | FIXED | 29.207 | PI7803-1248 | 0 | 0 | 0 | 0 | 0 | 0 | 0 | 0 | 0 | 0 | 0 | [11 empty] | 320.372
PI7803-1773.1 |  |  | 0 | 0.059055 | 0 | 25 | 0.013 | 0 | 1.6875 | 12 | 845.759 | UNKN | Conduit | 12 | 1 |  | 0 | 107.6391 | 107.6391 | 0.0010764 | Estuary | 0 | FIXED | 31.1035 | PI7803-1524 | 0 | 0.22423 | SUBURBS | 0 | 0 | 0 | 1 | Cond | 20 | 32.8084 | 1 | N | 0 |  | CIRC | ROAD | 0.7874 | Full | 0 | Other |  | 0.059055 | 0 | 25 | 0.013 | 0.5 | FIXED | 33 | PI7803-1773 | 0 | 0 | 0 | 0 | 0 | 0 | 0 | 0 | 0 | 0 | 0 | [11 empty] | 248.9235
CC0400-152.1 |  |  | 0 | 0.059055 | 0 | 25 | 0.013 | 0 | 3.2305 | 15 | 152 | UNKN | Conduit | 15 | 1 |  | 0 | 107.6391 | 107.6391 | 0.0010764 | Estuary | 0 | FIXED | 42 | CC0400-0 | 0 | 0.25 | SUBURBS | 0 | 0 | 0 | 1 | Cond | 20 | 32.8084 | 1 | N | 0 |  | CIRC | ROAD | 0.7874 | Full | 0 | Other |  | 0.059055 | 0 | 25 | 0.013 | 0.5 | FIXED | 42.38 | CC0400-152 | 0 | 0 | 0 | 0 | 0 | 0 | 0 | 0 | 0 | 0 | 0 | [11 empty] | 151.9294
CC0600-1256.1 |  |  | 0 | 0.059055 | 0 | 25 | 0.013 | 0 | 11.3618 | 24 | 230 | UNKN | Conduit | 24 | 1 |  | 0 | 107.6391 | 107.6391 | 0.0010764 | Estuary | 0 | FIXED | 90.55 | CC0600-0 | 0 | 0.25217 | SUBURBS | 0 | 0 | 0 | 1 | Cond | 20 | 32.8084 | 1 | N | 0 |  | CIRC | ROAD | 0.7874 | Full | 0 | Other |  | 0.059055 | 0 | 25 | 0.013 | 0.5 | FIXED | 91.13 | CC0600-1256 | 0 | 0 | 0 | 0 | 0 | 0 | 0 | 0 | 0 | 0 | 0 | [11 empty] | 1255.5772
PI6400-8.1 |  |  | 0 | 0.059055 | 0 | 25 | 0.013 | 0 | 142.947 | 30 | 7 | UNKN | Conduit | 30 | 1 |  | 0 | 107.6391 | 107.6391 | 0.0010764 | Estuary | 0 | FIXED | 11.74 | CC0900-1366 | 0 | 12.1429 | SUBURBS | 0 | 0 | 0 | 1 | Cond | 20 | 32.8084 | 1 | N | 0 |  | CIRC | ROAD | 0.7874 | Full | 0 | Other |  | 0.059055 | 0 | 25 | 0.013 | 0.17 | FIXED | 12.59 | PI6400-8 | 0 | 0 | 0 | 0 | 0 | 0 | 0 | 0 | 0 | 0 | 0 | [11 empty] | 8.0282
PI6400-288.1 |  |  | 0 | 0.059055 | 0 | 25 | 0.013 | 0 | 11.4996 | 30 | 279.9516 | UNKN | Conduit | 30 | 1 |  | 0 | 107.6391 | 107.6391 | 0.0010764 | Estuary | 0 | FIXED | 12.59 | PI6400-8 | 0 | 0.078585 | SUBURBS | 0 | 0 | 0 | 1 | Cond | 20 | 32.8084 | 1 | N | 0 |  | CIRC | ROAD | 0.7874 | Full | 0 | Other |  | 0.059055 | 0 | 25 | 0.013 | 0.26 | FIXED | 12.81 | PI6400-288 | 0 | 0 | 0 | 0 | 0 | 0 | 0 | 0 | 0 | 0 | 0 | [11 empty] | 279.9513
PI6400-2043.1 |  |  | 0 | 0.059055 | 0 | 25 | 0.013 | 0 | -1.2112 | 10 | 1754.7611 | UNKN | Conduit | 10 | 1 |  | 0 | 107.6391 | 107.6391 | 0.0010764 | Estuary | 0 | FIXED | 14.48 | PI6400-288 | 0 | -0.30545 | SUBURBS | 0 | 0 | 0 | 1 | Cond | 20 | 32.8084 | 1 | N | 0 |  | CIRC | ROAD | 0.7874 | Full | 0 | Other |  | 0.059055 | 0 | 25 | 0.013 | 0.82 | FIXED | 9.12 | PI6400-2043 | 0 | 0 | 0 | 0 | 0 | 0 | 0 | 0 | 0 | 0 | 0 | [11 empty] | 1754.7569
PI6400-2100.1 |  |  | 0 | 0.059055 | 0 | 25 | 0.013 | 0 | 0 | 8 | 57.187 | UNKN | Conduit | 8 | 1 |  | 0 | 107.6391 | 107.6391 | 0.0010764 | Estuary | 0 | FIXED | 9.2 | PI6400-2043 | 0 | 0 | SUBURBS | 0 | 0 | 0 | 1 | Cond | 20 | 32.8084 | 1 | N | 0 |  | CIRC | ROAD | 0.7874 | Full | 0 | Other |  | 0.059055 | 0 | 25 | 0.013 | 0.42 | FIXED | 9.2 | PI6400-2100 | 0 | 0 | 0 | 0 | 0 | 0 | 0 | 0 | 0 | 0 | 0 | [11 empty] | 57.1864
PI6300-71.1 |  |  | 0 | 0.059055 | 0 | 25 | 0.013 | 0 | 1.8421 | 12 | 71.1059 | UNKN | Conduit | 12 | 1 |  | 0 | 107.6391 | 107.6391 | 0.0010764 | Estuary | 0 | FIXED | 14 | PI6300-0 | 0 | 0.26721 | SUBURBS | 0 | 0 | 0 | 1 | Cond | 20 | 32.8084 | 1 | N | 0 |  | CIRC | ROAD | 0.7874 | Full | 0 | Other |  | 0.059055 | 0 | 25 | 0.013 | 0.5 | FIXED | 14.19 | PI6300-71 | 0 | 0 | 0 | 0 | 0 | 0 | 0 | 0 | 0 | 0 | 0 | [11 empty] | 71.1059
PI1500-5381.1 |  |  | 0 | 0.059055 | 0 | 25 | 0.013 | 0 | 7.9195 | 21 | 388.408 | UNKN | Conduit | 21 | 1 |  | 0 | 107.6391 | 107.6391 | 0.0010764 | Estuary | 0 | FIXED | 50.95 | PI1500-5343 | 0 | 0.24974 | SUBURBS | 0 | 0 | 0 | 1 | Cond | 20 | 32.8084 | 1 | N | 0 |  | CIRC | ROAD | 0.7874 | Full | 0 | Other |  | 0.059055 | 0 | 25 | 0.013 | 0.17 | FIXED | 51.92 | PI1500-5381 | 0 | 0 | 0 | 0 | 0 | 0 | 0 | 0 | 0 | 0 | 0 | [11 empty] | 38.3827
PI8000-15.1 |  |  | 0 | 0.059055 | 0 | 25 | 0.013 | 0 | 24.127 | 30 | 289.9776 | UNKN | Conduit | 30 | 1 |  | 0 | 107.6391 | 107.6391 | 0.0010764 | Estuary | 0 | FIXED | 35.0773 | PI7800-5860 | 0 | 0.34592 | SUBURBS | 0 | 0 | 0 | 1 | Cond | 20 | 32.8084 | 1 | N | 0 |  | CIRC | ROAD | 0.7874 | Full | 0 | Other |  | 0.059055 | 0 | 25 | 0.013 | 0.17 | FIXED | 36.0804 | PI8000-15 | 0 | 0 | 0 | 0 | 0 | 0 | 0 | 0 | 0 | 0 | 0 | [11 empty] | 14.6183
PI0300-2041.1 |  |  | 0 | 0.059055 | 0 | 25 | 0.013 | 0 | 195.6016 | 54 | 133.4422 | UNKN | Conduit | 54 | 1 |  | 0 | 107.6391 | 107.6391 | 0.0010764 | Estuary | 0 | FIXED | 2.39 | PI0300-1907 | 0 | 0.2473 | SUBURBS | 0 | 0 | 0 | 1 | Cond | 20 | 32.8084 | 2 | N | 0 |  | CIRC | ROAD | 0.7874 | Full | 0 | Other |  | 0.059055 | 0 | 25 | 0.013 | 0.25 | FIXED | 2.72 | PI0300-2041 | 0 | 0 | 0 | 0 | 0 | 0 | 0 | 0 | 0 | 0 | 0 | [11 empty] | 133.4472
PI381001-108.1 |  |  | 0 | 0.059055 | 0 | 25 | 0.013 | 0 | 7.7522 | 21 | 25.0736 | UNKN | Conduit | 21 | 1 |  | 0 | 107.6391 | 107.6391 | 0.0010764 | Estuary | 0 | FIXED | 69.53 | PI3810-302 | 0 | 0.2393 | SUBURBS | 0 | 0 | 0 | 1 | Cond | 20 | 32.8084 | 1 | N | 0 |  | CIRC | ROAD | 0.7874 | Full | 0 | Other |  | 0.059055 | 0 | 25 | 0.013 | 0.5 | FIXED | 69.59 | PI381001-108 | 0 | 0 | 0 | 0 | 0 | 0 | 0 | 0 | 0 | 0 | 0 | [11 empty] | 108.3085
PI1600-225.1 |  |  | 0 | 0.059055 | 0 | 25 | 0.013 | 0 | 11.2797 | 24 | 63.705 | UNKN | Conduit | 24 | 1 |  | 0 | 107.6391 | 107.6391 | 0.0010764 | Estuary | 1 | FIXED | 53 | PI1600-0 | 0 | 0.24855 | SUBURBS | 0 | 0 | 0 | 1 | Cond | 20 | 32.8084 | 1 | N | 0 |  | CIRC | ROAD | 0.7874 | Full | 0 | Other |  | 0.059055 | 0 | 25 | 0.013 | 0.54 | FIXED | 53.1583 | PI1600-225 | 0 | 0 | 0 | 0 | 0 | 0 | 0 | 0 | 0 | 0 | 0 | [11 empty] | 227.3503
PI1000-7.1 |  |  | 0 | 0.059055 | 0 | 25 | 0.013 | 0 | 4.4243 | 12 | 29.1944 | UNKN | Conduit | 12 | 1 |  | 0 | 107.6391 | 107.6391 | 0.0010764 | Estuary | 1 | FIXED | 13.19 | PI1000-0 | 0 | 1.5414 | SUBURBS | 0 | 0 | 0 | 1 | Cond | 20 | 32.8084 | 1 | N | 0 |  | CIRC | ROAD | 0.7874 | Full | 0 | Other |  | 0.059055 | 0 | 25 | 0.013 | 0.47 | FIXED | 13.64 | PI1000-7 | 0 | 0 | 0 | 0 | 0 | 0 | 0 | 0 | 0 | 0 | 0 | [11 empty] | 6.6108
PI9400-0.1 |  |  | 0 | 0.059055 | 0 | 25 | 0.013 | 0 | -597.3433 | 66 | 118.5354 | UNKN | Conduit | 66 | 1 |  | 0 | 107.6391 | 107.6391 | 0.0010764 | Estuary | 1 | FIXED | 74.75 | CC0900-26669 | 0 | -3.1636 | SUBURBS | 0 | 0 | 0 | 1 | Cond | 20 | 32.8084 | 1 | N | 0 |  | CIRC | ROAD | 0.7874 | Full | 0 | Other |  | 0.059055 | 0 | 25 | 0.013 | 0.18 | FIXED | 71 | PI9400-0 | 0 | 0 | 0 | 0 | 0 | 0 | 0 | 0 | 0 | 0 | 0 | [11 empty] | 57.5657
CC0900-20416.1 |  |  | 0 | 0.059055 | 0 | 25 | 0.013 | 0 | 78.2561 | 54 | 120 | UNKN | Conduit | 54 | 1 |  | 0 | 107.6391 | 107.6391 | 0.0010764 | Estuary | 0 | FIXED | 51.07 | CC0900-20294 | 0 | 0.15833 | SUBURBS | 0 | 0 | 0 | 1 | Cond | 20 | 32.8084 | 1 | N | 0 |  | CIRC | ROAD | 0.7874 | Full | 0 | Other |  | 0.059055 | 0 | 25 | 0.013 | 0.25 | FIXED | 51.26 | CC0900-20416 | 0 | 0 | 0 | 0 | 0 | 0 | 0 | 0 | 0 | 0 | 0 | [11 empty] | 121.7384
CC0900-20294.1 |  |  | 0 | 0.059055 | 0 | 25 | 0.013 | 0 | 55.8094 | 36 | 40 | UNKN | Conduit | 36 | 1 |  | 0 | 107.6391 | 107.6391 | 0.0010764 | Estuary | 0 | FIXED | 51 | CC0900-20254 | 0 | 0.175 | SUBURBS | 0 | 0 | 0 | 1 | Cond | 20 | 32.8084 | 2 | N | 0 |  | CIRC | ROAD | 0.7874 | Full | 0 | Other |  | 0.059055 | 0 | 25 | 0.013 | 0.83 | FIXED | 51.07 | CC0900-20294 | 0 | 0 | 0 | 0 | 0 | 0 | 0 | 0 | 0 | 0 | 0 | [11 empty] | 39.9993
CC0900-20254.1 |  |  | 0 | 0.059055 | 0 | 25 | 0.013 | 0 | 101.476 | 54 | 154 | UNKN | Conduit | 54 | 1 |  | 0 | 107.6391 | 107.6391 | 0.0010764 | Estuary | 0 | FIXED | 50.59 | CC0900-20100 | 0 | 0.26623 | SUBURBS | 0 | 0 | 0 | 1 | Cond | 20 | 32.8084 | 1 | N | 0 |  | CIRC | ROAD | 0.7874 | Full | 0 | Other |  | 0.059055 | 0 | 25 | 0.013 | 0.48 | FIXED | 51 | CC0900-20254 | 0 | 0 | 0 | 0 | 0 | 0 | 0 | 0 | 0 | 0 | 0 | [11 empty] | 153.9995
CC0900-20100.1 |  |  | 0 | 0.059055 | 0 | 25 | 0.013 | 0 | 157.3338 | 54 | 150 | UNKN | Conduit | 54 | 1 |  | 0 | 107.6391 | 107.6391 | 0.0010764 | Estuary | 1 | FIXED | 49.63 | CC0900-19950 | 0 | 0.64 | SUBURBS | 0 | 0 | 0 | 1 | Cond | 20 | 32.8084 | 1 | N | 0 |  | CIRC | ROAD | 0.7874 | Full | 0 | Other |  | 0.059055 | 0 | 25 | 0.013 | 0.39 | FIXED | 50.59 | CC0900-20100 | 0 | 0 | 0 | 0 | 0 | 0 | 0 | 0 | 0 | 0 | 0 | [11 empty] | 149.9998
PI9300-3068.1 |  |  | 0 | 0.059055 | 0 | 25 | 0.013 | 0 | 8.121 | 18 | 241 | UNKN | Conduit | 18 | 1 |  | 0 | 107.6391 | 107.6391 | 0.0010764 | Estuary | 0 | FIXED | 75.06 | PI9300-2827 | 0 | 0.59751 | SUBURBS | 0 | 0 | 0 | 1 | Cond | 20 | 32.8084 | 1 | N | 0 |  | CIRC | ROAD | 0.7874 | Full | 0 | Other |  | 0.059055 | 0 | 25 | 0.013 | 0.5 | FIXED | 76.5 | PI9300-3068 | 0 | 0 | 0 | 0 | 0 | 0 | 0 | 0 | 0 | 0 | 0 | [11 empty] | 240.9131
PI9300-2311.1 |  |  | 0 | 0.059055 | 0 | 25 | 0.013 | 0 | 20.4501 | 30 | 169 | UNKN | Conduit | 30 | 1 |  | 0 | 107.6391 | 107.6391 | 0.0010764 | Estuary | 0 | FIXED | 73.35 | PI9300-2142 | 0 | 0.24852 | SUBURBS | 0 | 0 | 0 | 1 | Cond | 20 | 32.8084 | 1 | N | 0 |  | CIRC | ROAD | 0.7874 | Full | 0 | Other |  | 0.059055 | 0 | 25 | 0.013 | 0.25 | FIXED | 73.77 | PI9300-2311 | 0 | 0 | 0 | 0 | 0 | 0 | 0 | 0 | 0 | 0 | 0 | [11 empty] | 169.0923
PI8100-614.1 |  |  | 0 | 0.059055 | 0 | 25 | 0.013 | 0 | 2.5763 | 12 | 87.5826 | UNKN | Conduit | 12 | 1 |  | 0 | 107.6391 | 107.6391 | 0.0010764 | Estuary | 0 | FIXED | 45.5422 | PI8100-526 | 0 | 0.52268 | SUBURBS | 0 | 0 | 0 | 1 | Cond | 20 | 32.8084 | 1 | N | 0 |  | CIRC | ROAD | 0.7874 | Full | 0 | Other |  | 0.059055 | 0 | 25 | 0.013 | 0.5 | FIXED | 46 | PI8100-614 | 0 | 0 | 0 | 0 | 0 | 0 | 0 | 0 | 0 | 0 | 0 | [11 empty] | 87.5823
PI0500-3768.1 |  |  | 0 | 0.059055 | 0 | 25 | 0.013 | 0 | 22.5722 | 24 | 638 | UNKN | Conduit | 24 | 1 |  | 0 | 107.6391 | 107.6391 | 0.0010764 | Estuary | 0 | FIXED | 11.46 | PI0500-3130 | 0 | 0.9953 | SUBURBS | 0 | 0 | 0 | 1 | Cond | 20 | 32.8084 | 1 | N | 0 |  | CIRC | ROAD | 0.7874 | Full | 0 | Other |  | 0.059055 | 0 | 25 | 0.013 | 0.5 | FIXED | 17.81 | PI0500-3768 | 0 | 0 | 0 | 0 | 0 | 0 | 0 | 0 | 0 | 0 | 0 | [11 empty] | 638.168
PI1504-541.2 |  |  | 0 | 0.059055 | 0 | 25 | 0.013 | 0 | 2.1632 | 15 | 35.684 | UNKN | Conduit | 15 | 1 |  | 0 | 107.6391 | 107.6391 | 0.0010764 | Estuary | 0 | FIXED | 48.56 | PI1508-1446 | 0 | 0.11209 | SUBURBS | 0 | 0 | 0 | 2 | Cond | 20 | 32.8084 | 1 | N | 0 |  | CIRC | ROAD | 0.7874 | Full | 0 | Other |  | 0.059055 | 0 | 25 | 0.013 | 0.5 | FIXED | 48.6 | PI1504-541 | 0 | 0 | 0 | 0 | 0 | 0 | 0 | 0 | 0 | 0 | 0 | [11 empty] | 35.6841
PI1508-1446.1 |  |  | 0 | 0.059055 | 0 | 25 | 0.013 | 0 | 3.8301 | 15 | 415.4604 | UNKN | Conduit | 15 | 1 |  | 0 | 107.6391 | 107.6391 | 0.0010764 | Estuary | 0 | FIXED | 47.1 | PI1508-1030 | 0 | 0.35142 | SUBURBS | 0 | 0 | 0 | 1 | Cond | 20 | 32.8084 | 1 | N | 0 |  | CIRC | ROAD | 0.7874 | Full | 0 | Other |  | 0.059055 | 0 | 25 | 0.013 | 0.42 | FIXED | 48.56 | PI1508-1446 | 0 | 0 | 0 | 0 | 0 | 0 | 0 | 0 | 0 | 0 | 0 | [11 empty] | 415.4591
PI1508-630.1 |  |  | 0 | 0.059055 | 0 | 25 | 0.013 | 0 | 4.3973 | 15 | 60.4475 | UNKN | Conduit | 15 | 1 |  | 0 | 107.6391 | 107.6391 | 0.0010764 | Estuary | 0 | FIXED | 45.3 | PI1508-570 | 0 | 0.46321 | SUBURBS | 0 | 0 | 0 | 1 | Cond | 20 | 32.8084 | 1 | N | 0 |  | CIRC | ROAD | 0.7874 | Full | 0 | Other |  | 0.059055 | 0 | 25 | 0.013 | 0.24 | FIXED | 45.58 | PI1508-630 | 0 | 0 | 0 | 0 | 0 | 0 | 0 | 0 | 0 | 0 | 0 | [11 empty] | 60.4475
PI1508-570.1 |  |  | 0 | 0.059055 | 0 | 25 | 0.013 | 0 | 4.1502 | 15 | 368.3787 | UNKN | Conduit | 15 | 1 |  | 0 | 107.6391 | 107.6391 | 0.0010764 | Estuary | 0 | FIXED | 43.78 | PI1508-201 | 0 | 0.41262 | SUBURBS | 0 | 0 | 0 | 1 | Cond | 20 | 32.8084 | 1 | N | 0 |  | CIRC | ROAD | 0.7874 | Full | 0 | Other |  | 0.059055 | 0 | 25 | 0.013 | 0.24 | FIXED | 45.3 | PI1508-570 | 0 | 0 | 0 | 0 | 0 | 0 | 0 | 0 | 0 | 0 | 0 | [11 empty] | 368.3777
PI1508-201.1 |  |  | 0 | 0.059055 | 0 | 25 | 0.013 | 0 | 4.7539 | 15 | 201.3343 | UNKN | Conduit | 15 | 1 |  | 0 | 107.6391 | 107.6391 | 0.0010764 | Estuary | 0 | FIXED | 42.69 | PI1500-3953 | 0 | 0.54139 | SUBURBS | 0 | 0 | 0 | 1 | Cond | 20 | 32.8084 | 1 | N | 0 |  | CIRC | ROAD | 0.7874 | Full | 0 | Other |  | 0.059055 | 0 | 25 | 0.013 | 0.17 | FIXED | 43.78 | PI1508-201 | 0 | 0 | 0 | 0 | 0 | 0 | 0 | 0 | 0 | 0 | 0 | [11 empty] | 201.3343
PI1508-1030.1 |  |  | 0 | 0.059055 | 0 | 25 | 0.013 | 0 | 3.9827 | 15 | 400.0227 | UNKN | Conduit | 15 | 1 |  | 0 | 107.6391 | 107.6391 | 0.0010764 | Estuary | 0 | FIXED | 45.58 | PI1508-630 | 0 | 0.37998 | SUBURBS | 0 | 0 | 0 | 1 | Cond | 20 | 32.8084 | 1 | N | 0 |  | CIRC | ROAD | 0.7874 | Full | 0 | Other |  | 0.059055 | 0 | 25 | 0.013 | 0.17 | FIXED | 47.1 | PI1508-1030 | 0 | 0 | 0 | 0 | 0 | 0 | 0 | 0 | 0 | 0 | 0 | [11 empty] | 400.0222
PI1504-892.1 |  |  | 0 | 0.059055 | 0 | 25 | 0.013 | 0 | 2.9451 | 15 | 351.3231 | UNKN | Conduit | 15 | 1 |  | 0 | 107.6391 | 107.6391 | 0.0010764 | Estuary | 0 | FIXED | 48.6 | PI1504-541 | 0 | 0.20779 | SUBURBS | 0 | 0 | 0 | 1 | Cond | 20 | 32.8084 | 1 | N | 0 |  | CIRC | ROAD | 0.7874 | Full | 0 | Other |  | 0.059055 | 0 | 25 | 0.013 | 0.5 | FIXED | 49.33 | PI1504-892 | 0 | 0 | 0 | 0 | 0 | 0 | 0 | 0 | 0 | 0 | 0 | [11 empty] | 351.322
PI1500-6382.2 |  |  | 0 | 0.059055 | 0 | 25 | 0.013 | 0 | 6.5871 | 15 | 124.1059 | UNKN | Conduit | 15 | 1 |  | 0 | 107.6391 | 107.6391 | 0.0010764 | Estuary | 0 | FIXED | 50.1 | PI1504-1272 | 0 | 1.0394 | SUBURBS | 0 | 0 | 0 | 2 | Cond | 20 | 32.8084 | 1 | N | 0 |  | CIRC | ROAD | 0.7874 | Full | 0 | Other |  | 0.059055 | 0 | 25 | 0.013 | 0.5 | FIXED | 51.39 | PI1500-6382 | 0 | 0 | 0 | 0 | 0 | 0 | 0 | 0 | 0 | 0 | 0 | [11 empty] | 124.1061
PI1500-3263.1 |  |  | 0 | 0.059055 | 0 | 25 | 0.013 | 0 | 9.2195 | 24 | 54.2021 | UNKN | Conduit | 24 | 1 |  | 0 | 107.6391 | 107.6391 | 0.0010764 | Estuary | 0 | FIXED | 37.53 | PI1500-3234 | 0 | 0.16605 | SUBURBS | 0 | 0 | 0 | 1 | Cond | 20 | 32.8084 | 1 | N | 0 |  | CIRC | ROAD | 0.7874 | Full | 0 | Other |  | 0.059055 | 0 | 25 | 0.013 | 0.18 | FIXED | 37.62 | PI1500-3263 | 0 | 0 | 0 | 0 | 0 | 0 | 0 | 0 | 0 | 0 | 0 | [11 empty] | 29.0173
PI900601-333.1 |  |  | 0 | 0.059055 | 0 | 25 | 0.013 | 0 | 14.1666 | 15 | 104 | UNKN | Conduit | 15 | 1 |  | 0 | 107.6391 | 107.6391 | 0.0010764 | Estuary | 0 | FIXED | 63 | PI900601-64 | 0 | 4.8077 | SUBURBS | 0 | 0 | 0 | 1 | Cond | 20 | 32.8084 | 1 | N | 0 |  | CIRC | ROAD | 0.7874 | Full | 0 | Other |  | 0.059055 | 0 | 25 | 0.013 | 0.17 | FIXED | 68 | PI900601-333 | 0 | 0 | 0 | 0 | 0 | 0 | 0 | 0 | 0 | 0 | 0 | [11 empty] | 268.9319
PI900601-808.1 |  |  | 0 | 0.059055 | 0 | 25 | 0.013 | 0 | 13.5908 | 15 | 113 | UNKN | Conduit | 15 | 1 |  | 0 | 107.6391 | 107.6391 | 0.0010764 | Estuary | 0 | FIXED | 63 | PI900601-64 | 0 | 4.4248 | SUBURBS | 0 | 0 | 0 | 1 | Cond | 20 | 32.8084 | 1 | N | 0 |  | CIRC | ROAD | 0.7874 | Full | 0 | Other |  | 0.059055 | 0 | 25 | 0.013 | 0.5 | FIXED | 68 | PI900601-808 | 0 | 0 | 0 | 0 | 0 | 0 | 0 | 0 | 0 | 0 | 0 | [11 empty] | 475.63
PI6200-1805.1 |  |  | 0 | 0.059055 | 0 | 25 | 0.013 | 0 | 168.0481 | 66 | 655 | UNKN | Conduit | 66 | 1 |  | 0 | 107.6391 | 107.6391 | 0.0010764 | Estuary | 0 | FIXED | 100.85 | PI6200-1144 | 0 | 0.25038 | SUBURBS | 0 | 0 | 0 | 1 | Cond | 20 | 32.8084 | 1 | N | 0 |  | CIRC | ROAD | 0.7874 | Full | 0 | Other |  | 0.059055 | 0 | 25 | 0.013 | 0.5 | FIXED | 102.49 | PI6200-1805 | 0 | 0 | 0 | 0 | 0 | 0 | 0 | 0 | 0 | 0 | 0 | [11 empty] | 660.8703
PI5300-3634.1 |  |  | 0 | 0.059055 | 0 | 25 | 0.013 | 0 | 11.3127 | 24 | 176 | UNKN | Conduit | 24 | 1 |  | 0 | 107.6391 | 107.6391 | 0.0010764 | Estuary | 0 | FIXED | 90.55 | CC0600-0 | 0 | 0.25 | SUBURBS | 0 | 0 | 0 | 1 | Cond | 20 | 32.8084 | 1 | N | 0 |  | CIRC | ROAD | 0.7874 | Full | 0 | Other |  | 0.059055 | 0 | 25 | 0.013 | 0.5 | FIXED | 90.99 | PI5300-3634 | 0 | 0 | 0 | 0 | 0 | 0 | 0 | 0 | 0 | 0 | 0 | [11 empty] | 425.2626
CC0304-756.1 |  |  | 0 | 0.059055 | 0 | 25 | 0.013 | 0 | 21.7707 | 24 | 756.0436 | UNKN | Conduit | 24 | 1 |  | 0 | 107.6391 | 107.6391 | 0.0010764 | Estuary | 1 | FIXED | 88 | CC0303-1293 | 0 | 0.92587 | SUBURBS | 0 | 0 | 0 | 1 | Cond | 20 | 32.8084 | 1 | N | 0 |  | CIRC | ROAD | 0.7874 | Full | 0 | Other |  | 0.059055 | 0 | 25 | 0.013 | 0.17 | FIXED | 95 | CC0304-756 | 0 | 0 | 0 | 0 | 0 | 0 | 0 | 0 | 0 | 0 | 0 | [11 empty] | 756.0415
PI7715-609.1 |  |  | 0 | 0.059055 | 0 | 25 | 0.013 | 0 | 5.0396 | 12 | 94 | UNKN | Conduit | 12 | 1 |  | 0 | 107.6391 | 107.6391 | 0.0010764 | Estuary | 0 | FIXED | 46.93 | PI7715-515 | 0 | 2 | SUBURBS | 0 | 0 | 0 | 1 | Cond | 20 | 32.8084 | 1 | N | 0 |  | CIRC | ROAD | 0.7874 | Full | 0 | Other |  | 0.059055 | 0 | 25 | 0.013 | 0.17 | FIXED | 48.81 | PI7715-609 | 0 | 0 | 0 | 0 | 0 | 0 | 0 | 0 | 0 | 0 | 0 | [11 empty] | 93.9995
PI1500-119.1 |  |  | 0 | 0.059055 | 0 | 25 | 0.013 | 0 | 145.9297 | 66 | 119.012 | UNKN | Conduit | 66 | 1 |  | 0 | 107.6391 | 107.6391 | 0.0010764 | Estuary | 0 | FIXED | 29.0753 | PI1300-4935 | 0 | 0.18881 | SUBURBS | 0 | 0 | 0 | 1 | Cond | 20 | 32.8084 | 1 | N | 0 |  | CIRC | ROAD | 0.7874 | Full | 0 | Other |  | 0.059055 | 0 | 25 | 0.013 | 0.75 | FIXED | 29.3 | PI1500-119 | 0 | 0 | 0 | 0 | 0 | 0 | 0 | 0 | 0 | 0 | 0 | [11 empty] | 119.0117
PI1500-159.1 |  |  | 0 | 0.059055 | 0 | 25 | 0.013 | 0 | 290.8067 | 66 | 40.0108 | UNKN | Conduit | 66 | 1 |  | 0 | 107.6391 | 107.6391 | 0.0010764 | Estuary | 0 | FIXED | 29 | PI1500-119 | 0 | 0.7498 | SUBURBS | 0 | 0 | 0 | 1 | Cond | 20 | 32.8084 | 1 | N | 0 |  | CIRC | ROAD | 0.7874 | Full | 0 | Other |  | 0.059055 | 0 | 25 | 0.013 | 0.83 | FIXED | 29.3 | PI1500-159 | 0 | 0 | 0 | 0 | 0 | 0 | 0 | 0 | 0 | 0 | 0 | [11 empty] | 40.0107
PI1300-4980.1 |  |  | 0 | 0.059055 | 0 | 25 | 0.013 | 0 | 6.1131 | 18 | 45.0347 | UNKN | Conduit | 18 | 1 |  | 0 | 107.6391 | 107.6391 | 0.0010764 | Estuary | 0 | FIXED | 29.8475 | PI1300-4935 | 0 | 0.33856 | SUBURBS | 0 | 0 | 0 | 1 | Cond | 20 | 32.8084 | 1 | N | 0 |  | CIRC | ROAD | 0.7874 | Full | 0 | Other |  | 0.059055 | 0 | 25 | 0.013 | 0.5 | FIXED | 30 | PI1300-4980 | 0 | 0 | 0 | 0 | 0 | 0 | 0 | 0 | 0 | 0 | 0 | [11 empty] | 45.035
PI7700-10545.2 |  |  | 0 | 0.059055 | 0 | 25 | 0.013 | 0 | -4.277 | 12 | 13.8842 | UNKN | Conduit | 12 | 1 |  | 0 | 107.6391 | 107.6391 | 0.0010764 | Estuary | 0 | FIXED | 59.99 | PI7700-11383 | 0 | -1.4405 | SUBURBS | 0 | 0 | 0 | 2 | Cond | 20 | 32.8084 | 1 | N | 0 |  | CIRC | ROAD | 0.7874 | Full | 0 | Other |  | 0.059055 | 0 | 25 | 0.013 | 0.5 | FIXED | 59.79 | PI7700-10545 | 0 | 0 | 0 | 0 | 0 | 0 | 0 | 0 | 0 | 0 | 0 | [11 empty] | 13.8845
PI7700-11383.1 |  |  | 0 | 0.059055 | 0 | 25 | 0.013 | 0 | 2.4251 | 15 | 141.9617 | UNKN | Conduit | 15 | 1 |  | 0 | 107.6391 | 107.6391 | 0.0010764 | Estuary | 0 | FIXED | 59.79 | PI7700-11525 | 0 | 0.14088 | SUBURBS | 0 | 0 | 0 | 1 | Cond | 20 | 32.8084 | 1 | N | 0 |  | CIRC | ROAD | 0.7874 | Full | 0 | Other |  | 0.059055 | 0 | 25 | 0.013 | 0.87 | FIXED | 59.99 | PI7700-11383 | 0 | 0 | 0 | 0 | 0 | 0 | 0 | 0 | 0 | 0 | 0 | [11 empty] | 141.9607
PI7700-10567.1 |  |  | 0 | 0.059055 | 0 | 25 | 0.013 | 0 | 20.0561 | 24 | 88.6666 | UNKN | Conduit | 24 | 1 |  | 0 | 107.6391 | 107.6391 | 0.0010764 | Estuary | 0 | FIXED | 58.1476 | PI7700-10478 | 0 | 0.78578 | SUBURBS | 0 | 0 | 0 | 1 | Cond | 20 | 32.8084 | 1 | N | 0 |  | CIRC | ROAD | 0.7874 | Full | 0 | Other |  | 0.059055 | 0 | 25 | 0.013 | 0.18 | FIXED | 58.8443 | PI7700-10567 | 0 | 0 | 0 | 0 | 0 | 0 | 0 | 0 | 0 | 0 | 0 | [11 empty] | 88.6668
PI7700-10221.1 |  |  | 0 | 0.059055 | 0 | 25 | 0.013 | 0 | 20.0561 | 24 | 199.9997 | UNKN | Conduit | 24 | 1 |  | 0 | 107.6391 | 107.6391 | 0.0010764 | Estuary | 0 | FIXED | 54.5559 | PI7700-10021 | 0 | 0.78578 | SUBURBS | 0 | 0 | 0 | 1 | Cond | 20 | 32.8084 | 1 | N | 0 |  | CIRC | ROAD | 0.7874 | Full | 0 | Other |  | 0.059055 | 0 | 25 | 0.013 | 0.17 | FIXED | 56.1275 | PI7700-10221 | 0 | 0 | 0 | 0 | 0 | 0 | 0 | 0 | 0 | 0 | 0 | [11 empty] | 199.9991
PI7700-9714.1 |  |  | 0 | 0.059055 | 0 | 25 | 0.013 | 0 | 36.3634 | 30 | 173.0484 | UNKN | Conduit | 30 | 1 |  | 0 | 107.6391 | 107.6391 | 0.0010764 | Estuary | 0 | FIXED | 50.78 | PI7700-9541 | 0 | 0.78578 | SUBURBS | 0 | 0 | 0 | 1 | Cond | 20 | 32.8084 | 1 | N | 0 |  | CIRC | ROAD | 0.7874 | Full | 0 | Other |  | 0.059055 | 0 | 25 | 0.013 | 0.17 | FIXED | 52.1398 | PI7700-9714 | 0 | 0 | 0 | 0 | 0 | 0 | 0 | 0 | 0 | 0 | 0 | [11 empty] | 173.0482
PI7700-9018.2 |  |  | 0 | 0.059055 | 0 | 25 | 0.013 | 0 | -90.8069 | 30 | 26.1217 | UNKN | Conduit | 30 | 1 |  | 0 | 107.6391 | 107.6391 | 0.0010764 | Estuary | 0 | FIXED | 49.28 | PI7700-8992 | 0 | -4.9001 | SUBURBS | 0 | 0 | 0 | 2 | Cond | 20 | 32.8084 | 1 | N | 0 |  | CIRC | ROAD | 0.7874 | Full | 0 | Other |  | 0.059055 | 0 | 25 | 0.013 | 0.5 | FIXED | 48 | PI7700-9018 | 0 | 0 | 0 | 0 | 0 | 0 | 0 | 0 | 0 | 0 | 0 | [11 empty] | 26.1217
CC0600-0.1 |  |  | 0 | 0.059055 | 0 | 25 | 0.013 | 0 | 4.85 | 18 | 122 | UNKN | Conduit | 18 | 1 |  | 0 | 107.6391 | 107.6391 | 0.0010764 | Estuary | 0 | FIXED | 92.7 | PI5300-3093 | 0 | 0.21311 | SUBURBS | 0 | 0 | 0 | 1 | Cond | 20 | 32.8084 | 1 | N | 0 |  | CIRC | ROAD | 0.7874 | Full | 0 | Other |  | 0.059055 | 0 | 25 | 0.013 | 0.5 | FIXED | 92.96 | CC0600-0 | 0 | 0 | 0 | 0 | 0 | 0 | 0 | 0 | 0 | 0 | 0 | [11 empty] | 115.0433
PI5400-893.1 |  |  | 0 | 0.059055 | 0 | 25 | 0.013 | 0 | 171.4037 | 60 | 702 | UNKN | Conduit | 60 | 1 |  | 0 | 107.6391 | 107.6391 | 0.0010764 | Estuary | 0 | FIXED | 92.63 | PI5400-822 | 0 | 0.43305 | SUBURBS | 0 | 0 | 0 | 1 | Cond | 20 | 32.8084 | 1 | N | 0 |  | CIRC | ROAD | 0.7874 | Full | 0 | Other |  | 0.059055 | 0 | 25 | 0.013 | 0.48 | FIXED | 95.67 | PI5400-893 | 0 | 0 | 0 | 0 | 0 | 0 | 0 | 0 | 0 | 0 | 0 | [11 empty] | 71.8432
PI5300-2270.1 |  |  | 0 | 0.059055 | 0 | 25 | 0.013 | 0 | 2.6485 | 18 | 834 | UNKN | Conduit | 18 | 1 |  | 0 | 107.6391 | 107.6391 | 0.0010764 | Estuary | 0 | FIXED | 91.9 | PI5300-2224 | 0 | 0.063549 | SUBURBS | 0 | 0 | 0 | 1 | Cond | 20 | 32.8084 | 1 | N | 0 |  | CIRC | ROAD | 0.7874 | Full | 0 | Other |  | 0.059055 | 0 | 25 | 0.013 | 0.6 | FIXED | 92.43 | PI5300-2270 | 0 | 0 | 0 | 0 | 0 | 0 | 0 | 0 | 0 | 0 | 0 | [11 empty] | 45.1155
PI7700-10687.2 |  |  | 0 | 0.059055 | 0 | 25 | 0.013 | 0 | 1.7846 | 12 | 338.9253 | UNKN | Conduit | 12 | 1 |  | 0 | 107.6391 | 107.6391 | 0.0010764 | Estuary | 0 | FIXED | 59.79 | PI7700-11525 | 0 | 0.25079 | SUBURBS | 0 | 0 | 0 | 2 | Cond | 20 | 32.8084 | 1 | N | 0 |  | CIRC | ROAD | 0.7874 | Full | 0 | Other |  | 0.059055 | 0 | 25 | 0.013 | 0.5 | FIXED | 60.64 | PI7700-10687 | 0 | 0 | 0 | 0 | 0 | 0 | 0 | 0 | 0 | 0 | 0 | [11 empty] | 14.5142
CC0304-1509.1 |  |  | 0 | 0.059055 | 0 | 25 | 0.013 | 0 | 18.4368 | 24 | 752.9982 | UNKN | Conduit | 24 | 1 |  | 0 | 107.6391 | 107.6391 | 0.0010764 | Estuary | 0 | FIXED | 96 | CC0304-756 | 0 | 0.66401 | SUBURBS | 0 | 0 | 0 | 1 | Cond | 20 | 32.8084 | 1 | N | 0 |  | CIRC | ROAD | 0.7874 | Full | 0 | Other |  | 0.059055 | 0 | 25 | 0.013 | 0.5 | FIXED | 101 | CC0304-1509 | 0 | 0 | 0 | 0 | 0 | 0 | 0 | 0 | 0 | 0 | 0 | [11 empty] | 752.9964
PI030302-1313.1 |  |  | 0 | 0.059055 | 0 | 25 | 0.013 | 0 | 3.2356 | 15 | 267.1609 | UNKN | Conduit | 15 | 1 |  | 0 | 107.6391 | 107.6391 | 0.0010764 | Estuary | 0 | FIXED | 26.8 | PI030302-1046 | 0 | 0.25079 | SUBURBS | 0 | 0 | 0 | 1 | Cond | 20 | 32.8084 | 1 | N | 0 |  | CIRC | ROAD | 0.7874 | Full | 0 | Other |  | 0.059055 | 0 | 25 | 0.013 | 0.26 | FIXED | 27.47 | PI030302-1313 | 0 | 0 | 0 | 0 | 0 | 0 | 0 | 0 | 0 | 0 | 0 | [11 empty] | 267.1606
PI030302-1046.1 |  |  | 0 | 0.059055 | 0 | 25 | 0.013 | 0 | 2.8078 | 15 | 354.7666 | UNKN | Conduit | 15 | 1 |  | 0 | 107.6391 | 107.6391 | 0.0010764 | Estuary | 0 | FIXED | 26.8 | PI030302-691 | 0 | 0.18886 | SUBURBS | 0 | 0 | 0 | 1 | Cond | 20 | 32.8084 | 1 | N | 0 |  | CIRC | ROAD | 0.7874 | Full | 0 | Other |  | 0.059055 | 0 | 25 | 0.013 | 0.17 | FIXED | 27.47 | PI030302-1046 | 0 | 0 | 0 | 0 | 0 | 0 | 0 | 0 | 0 | 0 | 0 | [11 empty] | 354.7656
PI6900-3413.1 |  |  | 0 | 0.059055 | 0 | 25 | 0.013 | 0 | 24.5989 | 27 | 223.555 | UNKN | Conduit | 27 | 1 |  | 0 | 107.6391 | 107.6391 | 0.0010764 | Estuary | 0 | FIXED | 15.01 | PI6900-3190 | 0 | 0.63072 | SUBURBS | 0 | 0 | 0 | 1 | Cond | 20 | 32.8084 | 1 | N | 0 |  | CIRC | ROAD | 0.7874 | Full | 0 | Other |  | 0.059055 | 0 | 25 | 0.013 | 0.17 | FIXED | 16.42 | PI6900-3413 | 0 | 0 | 0 | 0 | 0 | 0 | 0 | 0 | 0 | 0 | 0 | [11 empty] | 223.5552
PI6900-3591.1 |  |  | 0 | 0.059055 | 0 | 25 | 0.013 | 0 | 1.7762 | 12 | 177.1093 | UNKN | Conduit | 12 | 1 |  | 0 | 107.6391 | 107.6391 | 0.0010764 | Estuary | 0 | FIXED | 15.01 | PI6900-3413 | 0 | 0.24843 | SUBURBS | 0 | 0 | 0 | 1 | Cond | 20 | 32.8084 | 1 | N | 0 |  | CIRC | ROAD | 0.7874 | Full | 0 | Other |  | 0.059055 | 0 | 25 | 0.013 | 0.5 | FIXED | 15.45 | PI6900-3591 | 0 | 0 | 0 | 0 | 0 | 0 | 0 | 0 | 0 | 0 | 0 | [11 empty] | 177.1094
PI0800-5363.1 |  |  | 0 | 0.059055 | 0 | 25 | 0.013 | 0 | -862.1354 | 72 | 100.5429 | UNKN | Conduit | 72 | 1 |  | 0 | 107.6391 | 107.6391 | 0.0010764 | Estuary | 0 | FIXED | 14.5861 | PI0800-5262 | 0 | -1.0358 | SUBURBS | 0 | 0 | 0 | 1 | Cond | 20 | 32.8084 | 2 | N | 0 |  | CIRC | ROAD | 0.7874 | Full | 0 | Other |  | 0.059055 | 0 | 25 | 0.013 | 0.17 | FIXED | 13.5447 | PI0800-5363 | 0 | 0 | 0 | 0 | 0 | 0 | 0 | 0 | 0 | 0 | 0 | [11 empty] | 100.5424
PI6600-979.1 |  |  | 0 | 0.059055 | 0 | 25 | 0.013 | 0 | 101.217 | 60 | 132.4423 | UNKN | Conduit | 60 | 1 |  | 0 | 107.6391 | 107.6391 | 0.0010764 | Estuary | 0 | FIXED | 7.48 | PI6600-847 | 0 | 0.15101 | SUBURBS | 0 | 0 | 0 | 1 | Cond | 20 | 32.8084 | 1 | N | 0 |  | CIRC | ROAD | 0.7874 | Full | 0 | Other |  | 0.059055 | 0 | 25 | 0.013 | 0.17 | FIXED | 7.68 | PI6600-979 | 0 | 0 | 0 | 0 | 0 | 0 | 0 | 0 | 0 | 0 | 0 | [11 empty] | 132.4421
CC0900-17460.1 |  |  | 0 | 0.059055 | 0 | 25 | 0.013 | 0 | 471.5863 | 60 | 15.0242 | UNKN | Conduit | 96 | 1 |  | 0 | 107.6391 | 107.6391 | 0.0010764 | Estuary | 0 | FIXED | 41.78 | CC0900-17445 | 0 | 0.066559 | SUBURBS | 0 | 0 | 0 | 1 | Cond | 20 | 32.8084 | 3 | N | 0 |  | RECT | ROAD | 0.7874 | Full | 0 | Other |  | 0.059055 | 0 | 25 | 0.013 | 0.32 | FIXED | 41.79 | CC0900-17460 | 0 | 0 | 0 | 0 | 0 | 0 | 0 | 0 | 0 | 0 | 0 | [11 empty] | 15.024
CC0900-17990.1 |  |  | 0 | 0.059055 | 0 | 25 | 0.013 | 0 | 34.411 | 42 | 171 | UNKN | Conduit | 42 | 1 |  | 0 | 107.6391 | 107.6391 | 0.0010764 | Estuary | 0 | FIXED | 41.79 | CC0900-17819 | 0 | 0.11696 | SUBURBS | 0 | 0 | 0 | 1 | Cond | 20 | 32.8084 | 1 | N | 0 |  | CIRC | ROAD | 0.7874 | Full | 0 | Other |  | 0.059055 | 0 | 25 | 0.013 | 0.31 | FIXED | 41.99 | CC0900-17990 | 0 | 0 | 0 | 0 | 0 | 0 | 0 | 0 | 0 | 0 | 0 | [11 empty] | 171.0296
CC0900-17795.1 |  |  | 0 | 0.059055 | 0 | 25 | 0.013 | 0 | 80.656 | 42 | 49.8008 | UNKN | Conduit | 42 | 1 |  | 0 | 107.6391 | 107.6391 | 0.0010764 | Estuary | 0 | FIXED | 41.99 | CC0900-17745 | 0 | 0.64256 | SUBURBS | 0 | 0 | 0 | 1 | Cond | 20 | 32.8084 | 1 | N | 0 |  | CIRC | ROAD | 0.7874 | Full | 0 | Other |  | 0.059055 | 0 | 25 | 0.013 | 0.25 | FIXED | 42.31 | CC0900-17795 | 0 | 0 | 0 | 0 | 0 | 0 | 0 | 0 | 0 | 0 | 0 | [11 empty] | 49.8012
CC0900-17819.1 |  |  | 0 | 0.059055 | 0 | 25 | 0.013 | 0 | 55.4207 | 24 | 24 | UNKN | Conduit | 24 | 1 |  | 0 | 107.6391 | 107.6391 | 0.0010764 | Estuary | 0 | FIXED | 42.31 | CC0900-17795 | 0 | 0.66667 | SUBURBS | 0 | 0 | 0 | 1 | Cond | 20 | 32.8084 | 3 | N | 0 |  | CIRC | ROAD | 0.7874 | Full | 0 | Other |  | 0.059055 | 0 | 25 | 0.013 | 0.25 | FIXED | 42.47 | CC0900-17819 | 0 | 0 | 0 | 0 | 0 | 0 | 0 | 0 | 0 | 0 | 0 | [11 empty] | 23.999
PI5200-914.1 |  |  | 0 | 0.059055 | 0 | 25 | 0.013 | 0 | 1.7818 | 12 | 24 | UNKN | Conduit | 12 | 1 |  | 0 | 107.6391 | 107.6391 | 0.0010764 | Estuary | 0 | FIXED | 127.39 | PI5200-890 | 0 | 0.25 | SUBURBS | 0 | 0 | 0 | 1 | Cond | 20 | 32.8084 | 1 | N | 0 |  | CIRC | ROAD | 0.7874 | Full | 0 | Other |  | 0.059055 | 0 | 25 | 0.013 | 0.5 | FIXED | 127.45 | PI5200-914 | 0 | 0 | 0 | 0 | 0 | 0 | 0 | 0 | 0 | 0 | 0 | [11 empty] | 23.9997
PI8400-1236.2 |  |  | 0 | 0.059055 | 0 | 25 | 0.013 | 0 | 8.1713 | 24 | 23 | UNKN | Conduit | 24 | 1 |  | 0 | 107.6391 | 107.6391 | 0.0010764 | Estuary | 0 | FIXED | 20.65 | PI8400-1181 | 0 | 0.13043 | SUBURBS | 0 | 0 | 0 | 2 | Cond | 20 | 32.8084 | 1 | N | 0 |  | CIRC | ROAD | 0.7874 | Full | 0 | Other |  | 0.059055 | 0 | 25 | 0.013 | 0.42 | FIXED | 20.68 | PI8400-1236 | 0 | 0 | 0 | 0 | 0 | 0 | 0 | 0 | 0 | 0 | 0 | [11 empty] | 38.5198
PI8400-584.1 |  |  | 0 | 0.059055 | 0 | 25 | 0.013 | 0 | 20.8754 | 36 | 194 | UNKN | Conduit | 36 | 1 |  | 0 | 107.6391 | 107.6391 | 0.0010764 | Estuary | 0 | FIXED | 19.85 | PI8400-391 | 0 | 0.097938 | SUBURBS | 0 | 0 | 0 | 1 | Cond | 20 | 32.8084 | 1 | N | 0 |  | CIRC | ROAD | 0.7874 | Full | 0 | Other |  | 0.059055 | 0 | 25 | 0.013 | 0.25 | FIXED | 20.04 | PI8400-584 | 0 | 0 | 0 | 0 | 0 | 0 | 0 | 0 | 0 | 0 | 0 | [11 empty] | 192.2843
PI7800-144.1 |  |  | 0 | 0.059055 | 0 | 25 | 0.013 | 0 | 62.1916 | 54 | 70 | UNKN | Conduit | 54 | 1 |  | 0 | 107.6391 | 107.6391 | 0.0010764 | Estuary | 0 | FIXED | 17.59 | PI7800-76 | 0 | 0.1 | SUBURBS | 0 | 0 | 0 | 1 | Cond | 20 | 32.8084 | 1 | N | 0 |  | CIRC | ROAD | 0.7874 | Full | 0 | Other |  | 0.059055 | 0 | 25 | 0.013 | 0.48 | FIXED | 17.66 | PI7800-144 | 0 | 0 | 0 | 0 | 0 | 0 | 0 | 0 | 0 | 0 | 0 | [11 empty] | 67.8371
PI7800-76.1 |  |  | 0 | 0.059055 | 0 | 25 | 0.013 | 0 | 40.8483 | 36 | 32 | UNKN | Conduit | 36 | 1 |  | 0 | 107.6391 | 107.6391 | 0.0010764 | Estuary | 0 | FIXED | 17.56 | PI7800-45 | 0 | 0.09375 | SUBURBS | 0 | 0 | 0 | 1 | Cond | 20 | 32.8084 | 2 | N | 0 |  | CIRC | ROAD | 0.7874 | Full | 0 | Other |  | 0.059055 | 0 | 25 | 0.013 | 0.31 | FIXED | 17.59 | PI7800-76 | 0 | 0 | 0 | 0 | 0 | 0 | 0 | 0 | 0 | 0 | 0 | [11 empty] | 30.8699
PI0300-4405.1 |  |  | 0 | 0.059055 | 0 | 25 | 0.013 | 0 | 131.2105 | 60 | 120.2825 | UNKN | Conduit | 60 | 1 |  | 0 | 107.6391 | 107.6391 | 0.0010764 | Estuary | 0 | FIXED | 8.4128 | PI0300-4285 | 0 | 0.25377 | SUBURBS | 0 | 0 | 0 | 1 | Cond | 20 | 32.8084 | 1 | N | 0 |  | CIRC | ROAD | 0.7874 | Full | 0 | Other |  | 0.059055 | 0 | 25 | 0.013 | 0.21 | FIXED | 8.718 | PI0300-4405 | 0 | 0 | 0 | 0 | 0 | 0 | 0 | 0 | 0 | 0 | 0 | [11 empty] | 120.2826
PI0800-7048.1 |  |  | 0 | 0.059055 | 0 | 25 | 0.013 | 0 | 83.4616 | 72 | 25.7532 | UNKN | Conduit | 72 | 1 |  | 0 | 107.6391 | 107.6391 | 0.0010764 | Estuary | 0 | FIXED | 15.69 | PI0800-7023 | 0 | 0.03883 | SUBURBS | 0 | 0 | 0 | 1 | Cond | 20 | 32.8084 | 1 | N | 0 |  | CIRC | ROAD | 0.7874 | Full | 0 | Other |  | 0.059055 | 0 | 25 | 0.013 | 0.19 | FIXED | 15.7 | PI0800-7048 | 0 | 0 | 0 | 0 | 0 | 0 | 0 | 0 | 0 | 0 | 0 | [11 empty] | 25.7531
PI0800-7771.2 |  |  | 0 | 0.059055 | 0 | 25 | 0.013 | 0 | 212.1749 | 72 | 494.1257 | UNKN | Conduit | 72 | 1 |  | 0 | 107.6391 | 107.6391 | 0.0010764 | Estuary | 0 | FIXED | 16.27 | PI0800-7276 | 0 | 0.25095 | SUBURBS | 0 | 0 | 0 | 2 | Cond | 20 | 32.8084 | 1 | N | 0 |  | CIRC | ROAD | 0.7874 | Full | 0 | Other |  | 0.059055 | 0 | 25 | 0.013 | 0.5 | FIXED | 17.51 | PI0800-7771 | 0 | 0 | 0 | 0 | 0 | 0 | 0 | 0 | 0 | 0 | 0 | [11 empty] | 494.1246
PI0800-7276.1 |  |  | 0 | 0.059055 | 0 | 25 | 0.013 | 0 | 211.5867 | 72 | 228.4031 | UNKN | Conduit | 72 | 1 |  | 0 | 107.6391 | 107.6391 | 0.0010764 | Estuary | 0 | FIXED | 15.7 | PI0800-7048 | 0 | 0.24956 | SUBURBS | 0 | 0 | 0 | 1 | Cond | 20 | 32.8084 | 1 | N | 0 |  | CIRC | ROAD | 0.7874 | Full | 0 | Other |  | 0.059055 | 0 | 25 | 0.013 | 0.19 | FIXED | 16.27 | PI0800-7276 | 0 | 0 | 0 | 0 | 0 | 0 | 0 | 0 | 0 | 0 | 0 | [11 empty] | 228.4035
PI7807-1308.1 |  |  | 0 | 0.059055 | 0 | 25 | 0.013 | 0 | 1.6166 | 10 | 49.9602 | UNKN | Conduit | 10 | 1 |  | 0 | 107.6391 | 107.6391 | 0.0010764 | Estuary | 0 | FIXED | 39.7281 | PI7807-1258 | 0 | 0.54416 | SUBURBS | 0 | 0 | 0 | 1 | Cond | 20 | 32.8084 | 1 | N | 0 |  | CIRC | ROAD | 0.7874 | Full | 0 | Other |  | 0.059055 | 0 | 25 | 0.013 | 0.5 | FIXED | 40 | PI7807-1308 | 0 | 0 | 0 | 0 | 0 | 0 | 0 | 0 | 0 | 0 | 0 | [11 empty] | 49.9593
PI9000-1943.1 |  |  | 0 | 0.059055 | 0 | 25 | 0.013 | 0 | 83.4339 | 48 | 103.7609 | UNKN | Conduit | 48 | 1 |  | 0 | 107.6391 | 107.6391 | 0.0010764 | Estuary | 0 | FIXED | 45.48 | PI9000-1839 | 0 | 0.33731 | SUBURBS | 0 | 0 | 0 | 1 | Cond | 20 | 32.8084 | 1 | N | 0 |  | CIRC | ROAD | 0.7874 | Full | 0 | Other |  | 0.059055 | 0 | 25 | 0.013 | 0.17 | FIXED | 45.83 | PI9000-1943 | 0 | 0 | 0 | 0 | 0 | 0 | 0 | 0 | 0 | 0 | 0 | [11 empty] | 103.7609
PI6501-1075.1 |  |  | 0 | 0.059055 | 0 | 25 | 0.013 | 0 | 5.2658 | 18 | 381.66 | UNKN | Conduit | 18 | 1 |  | 0 | 107.6391 | 107.6391 | 0.0010764 | Estuary | 0 | FIXED | 12.72 | PI6501-693 | 0 | 0.25122 | SUBURBS | 0 | 0 | 0 | 1 | Cond | 20 | 32.8084 | 1 | N | 0 |  | CIRC | ROAD | 0.7874 | Full | 0 | Other |  | 0.059055 | 0 | 25 | 0.013 | 0.5 | FIXED | 13.6788 | PI6501-1075 | 0 | 0 | 0 | 0 | 0 | 0 | 0 | 0 | 0 | 0 | 0 | [11 empty] | 381.6592
PI0800-6424.1 |  |  | 0 | 0.059055 | 0 | 25 | 0.013 | 0 | -589.9703 | 72 | 30.9239 | UNKN | Conduit | 72 | 1 |  | 0 | 107.6391 | 107.6391 | 0.0010764 | Estuary | 0 | FIXED | 14.39 | PI0800-6393 | 0 | -1.9402 | SUBURBS | 0 | 0 | 0 | 1 | Cond | 20 | 32.8084 | 1 | N | 0 |  | CIRC | ROAD | 0.7874 | Full | 0 | Other |  | 0.059055 | 0 | 25 | 0.013 | 0.17 | FIXED | 13.79 | PI0800-6424 | 0 | 0 | 0 | 0 | 0 | 0 | 0 | 0 | 0 | 0 | 0 | [11 empty] | 30.9244
PI1500-3953.1 |  |  | 0 | 0.059055 | 0 | 25 | 0.013 | 0 | 29.9731 | 24 | 49.0206 | UNKN | Conduit | 24 | 1 |  | 0 | 107.6391 | 107.6391 | 0.0010764 | Estuary | 0 | FIXED | 41.8297 | PI1500-3904 | 0 | 1.755 | SUBURBS | 0 | 0 | 0 | 1 | Cond | 20 | 32.8084 | 1 | N | 0 |  | CIRC | ROAD | 0.7874 | Full | 0 | Other |  | 0.059055 | 0 | 25 | 0.013 | 0.17 | FIXED | 42.69 | PI1500-3953 | 0 | 0 | 0 | 0 | 0 | 0 | 0 | 0 | 0 | 0 | 0 | [11 empty] | 49.0204
PI0300-9403.1 |  |  | 0 | 0.059055 | 0 | 25 | 0.013 | 0 | 21.4527 | 42 | 117.3863 | UNKN | Conduit | 42 | 1 |  | 0 | 107.6391 | 107.6391 | 0.0010764 | Estuary | 0 | FIXED | 20.92 | PI0300-9285 | 0 | 0.045457 | SUBURBS | 0 | 0 | 0 | 1 | Cond | 20 | 32.8084 | 1 | N | 0 |  | CIRC | ROAD | 0.7874 | Full | 0 | Other |  | 0.059055 | 0 | 25 | 0.013 | 0.17 | FIXED | 20.9734 | PI0300-9403 | 0 | 0 | 0 | 0 | 0 | 0 | 0 | 0 | 0 | 0 | 0 | [11 empty] | 117.3866
PI0300-9442.1 |  |  | 0 | 0.059055 | 0 | 25 | 0.013 | 0 | 5.8239 | 42 | 39.97 | UNKN | Conduit | 42 | 1 |  | 0 | 107.6391 | 107.6391 | 0.0010764 | Estuary | 0 | FIXED | 20.9734 | PI0300-9403 | 0 | 0.0033502 | SUBURBS | 0 | 0 | 0 | 1 | Cond | 20 | 32.8084 | 1 | N | 0 |  | CIRC | ROAD | 0.7874 | Full | 0 | Other |  | 0.059055 | 0 | 25 | 0.013 | 0.18 | FIXED | 20.9747 | PI0300-9442 | 0 | 0 | 0 | 0 | 0 | 0 | 0 | 0 | 0 | 0 | 0 | [11 empty] | 39.9701
PI130101-667.1 |  |  | 0 | 0.059055 | 0 | 25 | 0.013 | 0 | 16.7401 | 24 | 114.4667 | UNKN | Conduit | 24 | 1 |  | 0 | 107.6391 | 107.6391 | 0.0010764 | Estuary | 0 | FIXED | 28.32 | PI130101-552 | 0 | 0.54742 | SUBURBS | 0 | 0 | 0 | 1 | Cond | 20 | 32.8084 | 1 | N | 0 |  | CIRC | ROAD | 0.7874 | Full | 0 | Other |  | 0.059055 | 0 | 25 | 0.013 | 0.17 | FIXED | 28.9466 | PI130101-667 | 0 | 0 | 0 | 0 | 0 | 0 | 0 | 0 | 0 | 0 | 0 | [11 empty] | 114.466
PI5400-1019.1 |  |  | 0 | 0.059055 | 0 | 25 | 0.013 | 0 | 111.23 | 60 | 125.8391 | UNKN | Conduit | 60 | 1 |  | 0 | 107.6391 | 107.6391 | 0.0010764 | Estuary | 0 | FIXED | 98.42 | PI5400-893 | 0 | 0.18236 | SUBURBS | 0 | 0 | 0 | 1 | Cond | 20 | 32.8084 | 1 | N | 0 |  | CIRC | ROAD | 0.7874 | Full | 0 | Other |  | 0.059055 | 0 | 25 | 0.013 | 0.17 | FIXED | 98.6495 | PI5400-1019 | 0 | 0 | 0 | 0 | 0 | 0 | 0 | 0 | 0 | 0 | 0 | [11 empty] | 125.8388
CC0400-0.2 |  |  | 0 | 0.059055 | 0 | 25 | 0.013 | 0 | 57.9646 | 24 | 59.4438 | UNKN | Conduit | 24 | 1 |  | 0 | 107.6391 | 107.6391 | 0.0010764 | Estuary | 0 | FIXED | 37.8984 | PI0504-3096 | 0 | 6.5635 | SUBURBS | 0 | 0 | 0 | 2 | Cond | 20 | 32.8084 | 1 | N | 0 |  | CIRC | ROAD | 0.7874 | Full | 0 | Other |  | 0.059055 | 0 | 25 | 0.013 | 0.5 | FIXED | 41.8 | CC0400-0 | 0 | 0 | 0 | 0 | 0 | 0 | 0 | 0 | 0 | 0 | 0 | [11 empty] | 59.4443
PI5900-0.1 |  |  | 0 | 0.059055 | 0 | 25 | 0.013 | 0 | -42.0295 | 18 | 54.986 | UNKN | Conduit | 18 | 1 |  | 0 | 107.6391 | 107.6391 | 0.0010764 | Estuary | 1 | FIXED | 58.8 | FICT01 | 0 | -16.0041 | SUBURBS | 0 | 0 | 0 | 1 | Cond | 20 | 32.8084 | 1 | N | 0 |  | CIRC | ROAD | 0.7874 | Full | 0 | Other |  | 0.059055 | 0 | 25 | 0.013 | 0.5 | FIXED | 50 | PI5900-0 | 0 | 0 | 0 | 0 | 0 | 0 | 0 | 0 | 0 | 0 | 0 | [11 empty] | 54.9863
PI5501-96.2 |  |  | 0 | 0.059055 | 0 | 25 | 0.013 | 0 | -13.06 | 18 | 122.955 | UNKN | Conduit | 18 | 1 |  | 0 | 107.6391 | 107.6391 | 0.0010764 | Estuary | 0 | FIXED | 88.9 | FICT02 | 0 | -1.5453 | SUBURBS | 0 | 0 | 0 | 2 | Cond | 20 | 32.8084 | 1 | N | 0 |  | CIRC | ROAD | 0.7874 | Full | 0 | Other |  | 0.059055 | 0 | 25 | 0.013 | 0.5 | FIXED | 87 | PI5501-96 | 0 | 0 | 0 | 0 | 0 | 0 | 0 | 0 | 0 | 0 | 0 | [11 empty] | 122.9553
FICT10.1 |  |  | 0 | 0.059055 | 0 | 25 | 0.013 | 0 | -202.3678 | 24 | 6 | UNKN | Conduit | 24 | 1 |  | 0 | 107.6391 | 107.6391 | 0.0010764 | Estuary | 0 | FIXED | 105.8 | FICT11 | 0 | -80 | SUBURBS | 0 | 0 | 0 | 1 | Cond | 20 | 32.8084 | 1 | N | 0 |  | CIRC | ROAD | 0.7874 | Full | 0 | combined |  | 0.059055 | 0 | 25 | 0.013 | 0.5 | FIXED | 101 | FICT10 | 0 | 0 | 0 | 0 | 0 | 0 | 0 | 0 | 0 | 0 | 0 | [11 empty] | 131.9267
FICT12.1 |  |  | 0 | 0.059055 | 0 | 25 | 0.013 | 0 | -163.9367 | 24 | 6 | UNKN | Conduit | 24 | 1 |  | 0 | 107.6391 | 107.6391 | 0.0010764 | Estuary | 0 | FIXED | 108.15 | FICT13 | 0 | -52.5 | SUBURBS | 0 | 0 | 0 | 1 | Cond | 20 | 32.8084 | 1 | N | 0 |  | CIRC | ROAD | 0.7874 | Full | 0 | combined |  | 0.059055 | 0 | 25 | 0.013 | 0.5 | FIXED | 105 | FICT12 | 0 | 0 | 0 | 0 | 0 | 0 | 0 | 0 | 0 | 0 | 0 | [11 empty] | 162.503
FICT14.1 |  |  | 0 | 0.059055 | 0 | 25 | 0.013 | 0 | -198.5371 | 24 | 6 | UNKN | Conduit | 24 | 1 |  | 0 | 107.6391 | 107.6391 | 0.0010764 | Estuary | 0 | FIXED | 21.62 | FICT15 | 0 | -77 | SUBURBS | 0 | 0 | 0 | 1 | Cond | 20 | 32.8084 | 1 | N | 0 |  | CIRC | ROAD | 0.7874 | Full | 0 | combined |  | 0.059055 | 0 | 25 | 0.013 | 0.5 | FIXED | 17 | FICT14 | 0 | 0 | 0 | 0 | 0 | 0 | 0 | 0 | 0 | 0 | 0 | [11 empty] | 59.5798
FICT16.1 |  |  | 0 | 0.059055 | 0 | 25 | 0.013 | 0 | -189.185 | 24 | 6 | UNKN | Conduit | 24 | 1 |  | 0 | 107.6391 | 107.6391 | 0.0010764 | Estuary | 0 | FIXED | 21.195 | FICT17 | 0 | -69.9167 | SUBURBS | 0 | 0 | 0 | 1 | Cond | 20 | 32.8084 | 1 | N | 0 |  | CIRC | ROAD | 0.7874 | Full | 0 | combined |  | 0.059055 | 0 | 25 | 0.013 | 0.5 | FIXED | 17 | FICT16 | 0 | 0 | 0 | 0 | 0 | 0 | 0 | 0 | 0 | 0 | 0 | [11 empty] | 61.3484
FICT19.1 |  |  | 0 | 0.059055 | 0 | 25 | 0.013 | 0 | -228.9717 | 24 | 6 | UNKN | Conduit | 24 | 1 |  | 0 | 107.6391 | 107.6391 | 0.0010764 | Estuary | 0 | FIXED | 17.145 | FICT18 | 0 | -102.4167 | SUBURBS | 0 | 0 | 0 | 1 | Cond | 20 | 32.8084 | 1 | N | 0 |  | CIRC | ROAD | 0.7874 | Full | 0 | combined |  | 0.059055 | 0 | 25 | 0.013 | 0.5 | FIXED | 11 | FICT19 | 0 | 0 | 0 | 0 | 0 | 0 | 0 | 0 | 0 | 0 | 0 | [11 empty] | 76.5763
FICT20.1 |  |  | 0 | 0.059055 | 0 | 25 | 0.013 | 0 | -226.7438 | 24 | 6 | UNKN | Conduit | 24 | 1 |  | 0 | 107.6391 | 107.6391 | 0.0010764 | Estuary | 0 | FIXED | 16.526 | FICT21 | 0 | -100.4333 | SUBURBS | 0 | 0 | 0 | 1 | Cond | 20 | 32.8084 | 1 | N | 0 |  | CIRC | ROAD | 0.7874 | Full | 0 | combined |  | 0.059055 | 0 | 25 | 0.013 | 0.5 | FIXED | 10.5 | FICT20 | 0 | 0 | 0 | 0 | 0 | 0 | 0 | 0 | 0 | 0 | 0 | [11 empty] | 43.855
FICT22.1 |  |  | 0 | 0.059055 | 0 | 25 | 0.013 | 0 | -187.0306 | 24 | 6 | UNKN | Conduit | 24 | 1 |  | 0 | 107.6391 | 107.6391 | 0.0010764 | Estuary | 0 | FIXED | 38.6 | FICT23 | 0 | -68.3333 | SUBURBS | 0 | 0 | 0 | 1 | Cond | 20 | 32.8084 | 1 | N | 0 |  | CIRC | ROAD | 0.7874 | Full | 0 | combined |  | 0.059055 | 0 | 25 | 0.013 | 0.5 | FIXED | 34.5 | FICT22 | 0 | 0 | 0 | 0 | 0 | 0 | 0 | 0 | 0 | 0 | 0 | [11 empty] | 41.8089
FICT24.1 |  |  | 0 | 0.059055 | 0 | 25 | 0.013 | 0 | -183.5775 | 24 | 6 | UNKN | Conduit | 24 | 1 |  | 0 | 107.6391 | 107.6391 | 0.0010764 | Estuary | 0 | FIXED | 41.95 | FICT25 | 0 | -65.8333 | SUBURBS | 0 | 0 | 0 | 1 | Cond | 20 | 32.8084 | 1 | N | 0 |  | CIRC | ROAD | 0.7874 | Full | 0 | combined |  | 0.059055 | 0 | 25 | 0.013 | 0.5 | FIXED | 38 | FICT24 | 0 | 0 | 0 | 0 | 0 | 0 | 0 | 0 | 0 | 0 | 0 | [11 empty] | 38.7167
FICT26.1 |  |  | 0 | 0.059055 | 0 | 25 | 0.013 | 0 | -189.2977 | 24 | 6 | UNKN | Conduit | 24 | 1 |  | 0 | 107.6391 | 107.6391 | 0.0010764 | Estuary | 0 | FIXED | 52.2 | FICT27 | 0 | -70 | SUBURBS | 0 | 0 | 0 | 1 | Cond | 20 | 32.8084 | 1 | N | 0 |  | CIRC | ROAD | 0.7874 | Full | 0 | combined |  | 0.059055 | 0 | 25 | 0.013 | 0.5 | FIXED | 48 | FICT26 | 0 | 0 | 0 | 0 | 0 | 0 | 0 | 0 | 0 | 0 | 0 | [11 empty] | 65.7723
FICT28.1 |  |  | 0 | 0.059055 | 0 | 25 | 0.013 | 0 | -182.4119 | 24 | 6 | UNKN | Conduit | 24 | 1 |  | 0 | 107.6391 | 107.6391 | 0.0010764 | Estuary | 0 | FIXED | 52.4 | FICT29 | 0 | -65 | SUBURBS | 0 | 0 | 0 | 1 | Cond | 20 | 32.8084 | 1 | N | 0 |  | CIRC | ROAD | 0.7874 | Full | 0 | combined |  | 0.059055 | 0 | 25 | 0.013 | 0.5 | FIXED | 48.5 | FICT28 | 0 | 0 | 0 | 0 | 0 | 0 | 0 | 0 | 0 | 0 | 0 | [11 empty] | 27.4684
FICT36.1 |  |  | 0 | 0.059055 | 0 | 25 | 0.013 | 0 | -175.0121 | 24 | 6 | UNKN | Conduit | 24 | 1 |  | 0 | 107.6391 | 107.6391 | 0.0010764 | Estuary | 0 | FIXED | 52.59 | FICT35 | 0 | -59.8333 | SUBURBS | 0 | 0 | 0 | 1 | Cond | 20 | 32.8084 | 1 | N | 0 |  | CIRC | ROAD | 0.7874 | Full | 0 | combined |  | 0.059055 | 0 | 25 | 0.013 | 0.5 | FIXED | 49 | FICT36 | 0 | 0 | 0 | 0 | 0 | 0 | 0 | 0 | 0 | 0 | 0 | [11 empty] | 22.5954
FICT30.1 |  |  | 0 | 0.059055 | 0 | 25 | 0.013 | 0 | -192.6484 | 24 | 6 | UNKN | Conduit | 24 | 1 |  | 0 | 107.6391 | 107.6391 | 0.0010764 | Estuary | 0 | FIXED | 54.35 | FICT34 | 0 | -72.5 | SUBURBS | 0 | 0 | 0 | 1 | Cond | 20 | 32.8084 | 1 | N | 0 |  | CIRC | ROAD | 0.7874 | Full | 0 | combined |  | 0.059055 | 0 | 25 | 0.013 | 0.5 | FIXED | 50 | FICT30 | 0 | 0 | 0 | 0 | 0 | 0 | 0 | 0 | 0 | 0 | 0 | [11 empty] | 30.2966
FICT32.1 |  |  | 0 | 0.059055 | 0 | 25 | 0.013 | 0 | -174.8658 | 24 | 6 | UNKN | Conduit | 24 | 1 |  | 0 | 107.6391 | 107.6391 | 0.0010764 | Estuary | 0 | FIXED | 54.584 | FICT33 | 0 | -59.7333 | SUBURBS | 0 | 0 | 0 | 1 | Cond | 20 | 32.8084 | 1 | N | 0 |  | CIRC | ROAD | 0.7874 | Full | 0 | combined |  | 0.059055 | 0 | 25 | 0.013 | 0.5 | FIXED | 51 | FICT32 | 0 | 0 | 0 | 0 | 0 | 0 | 0 | 0 | 0 | 0 | 0 | [11 empty] | 20.8366
FICT37.1 |  |  | 0 | 0.059055 | 0 | 25 | 0.013 | 0 | -172.5574 | 24 | 6 | UNKN | Conduit | 24 | 1 |  | 0 | 107.6391 | 107.6391 | 0.0010764 | Estuary | 0 | FIXED | 49.49 | FICT38 | 0 | -58.1667 | SUBURBS | 0 | 0 | 0 | 1 | Cond | 20 | 32.8084 | 1 | N | 0 |  | CIRC | ROAD | 0.7874 | Full | 0 | combined |  | 0.059055 | 0 | 25 | 0.013 | 0.5 | FIXED | 46 | FICT37 | 0 | 0 | 0 | 0 | 0 | 0 | 0 | 0 | 0 | 0 | 0 | [11 empty] | 18.2342
FICT39.1 |  |  | 0 | 0.059055 | 0 | 25 | 0.013 | 0 | -195.7239 | 24 | 6 | UNKN | Conduit | 24 | 1 |  | 0 | 107.6391 | 107.6391 | 0.0010764 | Estuary | 0 | FIXED | 55.49 | FICT40 | 0 | -74.8333 | SUBURBS | 0 | 0 | 0 | 1 | Cond | 20 | 32.8084 | 1 | N | 0 |  | CIRC | ROAD | 0.7874 | Full | 0 | combined |  | 0.059055 | 0 | 25 | 0.013 | 0.5 | FIXED | 51 | FICT39 | 0 | 0 | 0 | 0 | 0 | 0 | 0 | 0 | 0 | 0 | 0 | [11 empty] | 34.8989
FICT41.1 |  |  | 0 | 0.059055 | 0 | 25 | 0.013 | 0 | -192.2938 | 24 | 6 | UNKN | Conduit | 24 | 1 |  | 0 | 107.6391 | 107.6391 | 0.0010764 | Estuary | 0 | FIXED | 57.334 | FICT42 | 0 | -72.2333 | SUBURBS | 0 | 0 | 0 | 1 | Cond | 20 | 32.8084 | 1 | N | 0 |  | CIRC | ROAD | 0.7874 | Full | 0 | combined |  | 0.059055 | 0 | 25 | 0.013 | 0.5 | FIXED | 53 | FICT41 | 0 | 0 | 0 | 0 | 0 | 0 | 0 | 0 | 0 | 0 | 0 | [11 empty] | 22.0575
FICT43.1 |  |  | 0 | 0.059055 | 0 | 25 | 0.013 | 0 | -187.6 | 24 | 6 | UNKN | Conduit | 24 | 1 |  | 0 | 107.6391 | 107.6391 | 0.0010764 | Estuary | 0 | FIXED | 72.125 | FICT44 | 0 | -68.75 | SUBURBS | 0 | 0 | 0 | 1 | Cond | 20 | 32.8084 | 1 | N | 0 |  | CIRC | ROAD | 0.7874 | Full | 0 | combined |  | 0.059055 | 0 | 25 | 0.013 | 0.5 | FIXED | 68 | FICT43 | 0 | 0 | 0 | 0 | 0 | 0 | 0 | 0 | 0 | 0 | 0 | [11 empty] | 50.2346
FICT45.1 |  |  | 0 | 0.059055 | 0 | 25 | 0.013 | 0 | -163.7023 | 24 | 6 | UNKN | Conduit | 24 | 1 |  | 0 | 107.6391 | 107.6391 | 0.0010764 | Estuary | 0 | FIXED | 68.141 | FICT46 | 0 | -52.35 | SUBURBS | 0 | 0 | 0 | 1 | Cond | 20 | 32.8084 | 1 | N | 0 |  | CIRC | ROAD | 0.7874 | Full | 0 | combined |  | 0.059055 | 0 | 25 | 0.013 | 0.5 | FIXED | 65 | FICT45 | 0 | 0 | 0 | 0 | 0 | 0 | 0 | 0 | 0 | 0 | 0 | [11 empty] | 34.931
FICT47.1 |  |  | 0 | 0.059055 | 0 | 25 | 0.013 | 0 | -192.7591 | 24 | 6 | UNKN | Conduit | 24 | 1 |  | 0 | 107.6391 | 107.6391 | 0.0010764 | Estuary | 0 | FIXED | 75.355 | FICT48 | 0 | -72.5833 | SUBURBS | 0 | 0 | 0 | 1 | Cond | 20 | 32.8084 | 1 | N | 0 |  | CIRC | ROAD | 0.7874 | Full | 0 | combined |  | 0.059055 | 0 | 25 | 0.013 | 0.5 | FIXED | 71 | FICT47 | 0 | 0 | 0 | 0 | 0 | 0 | 0 | 0 | 0 | 0 | 0 | [11 empty] | 35.9642
FICT49.1 |  |  | 0 | 0.059055 | 0 | 25 | 0.013 | 0 | -192.6484 | 24 | 6 | UNKN | Conduit | 24 | 1 |  | 0 | 107.6391 | 107.6391 | 0.0010764 | Estuary | 0 | FIXED | 65.35 | FICT50 | 0 | -72.5 | SUBURBS | 0 | 0 | 0 | 1 | Cond | 20 | 32.8084 | 1 | N | 0 |  | CIRC | ROAD | 0.7874 | Full | 0 | combined |  | 0.059055 | 0 | 25 | 0.013 | 0.5 | FIXED | 61 | FICT49 | 0 | 0 | 0 | 0 | 0 | 0 | 0 | 0 | 0 | 0 | 0 | [11 empty] | 22.5236
FICT51.1 |  |  | 0 | 0.059055 | 0 | 25 | 0.013 | 0 | -185.9326 | 24 | 6 | UNKN | Conduit | 24 | 1 |  | 0 | 107.6391 | 107.6391 | 0.0010764 | Estuary | 0 | FIXED | 63.052 | FICT52 | 0 | -67.5333 | SUBURBS | 0 | 0 | 0 | 1 | Cond | 20 | 32.8084 | 1 | N | 0 |  | CIRC | ROAD | 0.7874 | Full | 0 | combined |  | 0.059055 | 0 | 25 | 0.013 | 0.5 | FIXED | 59 | FICT51 | 0 | 0 | 0 | 0 | 0 | 0 | 0 | 0 | 0 | 0 | 0 | [11 empty] | 18.7344
FICT53.1 |  |  | 0 | 0.059055 | 0 | 25 | 0.013 | 0 | -189.7479 | 24 | 6 | UNKN | Conduit | 24 | 1 |  | 0 | 107.6391 | 107.6391 | 0.0010764 | Estuary | 0 | FIXED | 74.22 | FICT54 | 0 | -70.3333 | SUBURBS | 0 | 0 | 0 | 1 | Cond | 20 | 32.8084 | 1 | N | 0 |  | CIRC | ROAD | 0.7874 | Full | 0 | combined |  | 0.059055 | 0 | 25 | 0.013 | 0.5 | FIXED | 70 | FICT53 | 0 | 0 | 0 | 0 | 0 | 0 | 0 | 0 | 0 | 0 | 0 | [11 empty] | 23.5822
FICT61.1 |  |  | 0 | 0.059055 | 0 | 25 | 0.013 | 0 | 15.9986 | 24 | 200 | UNKN | Conduit | 24 | 1 |  | 0 | 107.6391 | 107.6391 | 0.0010764 | Estuary | 1 | FIXED | 22 | FICT60 | 0 | 0.5 | SUBURBS | 0 | 0 | 0 | 1 | Cond | 20 | 32.8084 | 1 | N | 0 |  | CIRC | ROAD | 0.7874 | Full | 0 | Other |  | 0.059055 | 0 | 25 | 0.013 | 1 | FIXED | 23 | FICT61 | 0 | 0 | 0 | 0 | 0 | 0 | 0 | 0 | 0 | 0 | 0 | [11 empty] | 192.2861
FICT62.2 |  |  | 0 | 0.059055 | 0 | 25 | 0.013 | 0 | 12.5697 | 24 | 324 | UNKN | Conduit | 24 | 1 |  | 0 | 107.6391 | 107.6391 | 0.0010764 | Estuary | 1 | FIXED | 22 | FICT63 | 0 | 0.30864 | SUBURBS | 0 | 0 | 0 | 2 | Cond | 20 | 32.8084 | 1 | N | 0 |  | CIRC | ROAD | 0.7874 | Full | 0 | Other |  | 0.059055 | 0 | 25 | 0.013 | 1 | FIXED | 23 | FICT62 | 0 | 0 | 0 | 0 | 0 | 0 | 0 | 0 | 0 | 0 | 0 | [11 empty] | 315.6398
PI6900-106.1 |  |  | 0 | 0.059055 | 0 | 25 | 0.013 | 0 | 57.8748 | 42 | 151.1303 | UNKN | Conduit | 42 | 1 |  | 0 | 107.6391 | 107.6391 | 0.0010764 | Estuary | 0 | FIXED | 9 | PI6600-1738 | 0 | 0.33084 | SUBURBS | 0 | 0 | 0 | 1 | Cond | 20 | 32.8084 | 1 | N | 0 |  | CIRC | ROAD | 0.7874 | Full | 0 | other |  | 0.059055 | 0 | 25 | 0.013 | 0.17 | FIXED | 9.5 | PI6900-106 | 0 | 0 | 0 | 0 | 0 | 0 | 0 | 0 | 0 | 0 | 0 | [11 empty] | 151.1296
PI6700-1353.1 |  |  | 0 | 0.059055 | 0 | 25 | 0.013 | 0 | 1.8643 | 12 | 168.0759 | UNKN | Conduit | 12 | 1 |  | 0 | 107.6391 | 107.6391 | 0.0010764 | Estuary | 0 | FIXED | 18 | PI6700-1185 | 0 | 0.27369 | SUBURBS | 0 | 0 | 0 | 1 | Cond | 20 | 32.8084 | 1 | N | 0 |  | CIRC | ROAD | 0.7874 | Full | 0 | other |  | 0.059055 | 0 | 25 | 0.013 | 0.73 | FIXED | 18.46 | PI6700-1353 | 0 | 0 | 0 | 0 | 0 | 0 | 0 | 0 | 0 | 0 | 0 | [11 empty] | 168.0764
CUL01.1 |  |  | 0 | 0.059055 | 0 | 25 | 0.013 | 0 | 36.7409 | 42 | 60 | UNKN | Conduit | 42 | 1 |  | 0 | 107.6391 | 107.6391 | 0.0010764 | Estuary | 1 | FIXED | 38.67 | CUL02 | 0 | 0.13333 | SUBURBS | 0 | 0 | 0 | 1 | Cond | 20 | 32.8084 | 1 | N | 0 |  | CIRC | ROAD | 0.7874 | Full | 0 | other |  | 0.059055 | 0 | 25 | 0.013 | 0.25 | FIXED | 38.75 | CUL01 | 0 | 0 | 0 | 0 | 0 | 0 | 0 | 0 | 0 | 0 | 0 | [11 empty] | 58.518
CUL03.1 |  |  | 0 | 0.059055 | 0 | 25 | 0.013 | 0 | 81.6342 | 42 | 45.5761 | UNKN | Conduit | 42 | 1 |  | 0 | 107.6391 | 107.6391 | 0.0010764 | Estuary | 1 | FIXED | 38.2 | CUL04 | 0 | 0.65824 | SUBURBS | 0 | 0 | 0 | 1 | Cond | 20 | 32.8084 | 1 | N | 0 |  | CIRC | ROAD | 0.7874 | Full | 0 | other |  | 0.059055 | 0 | 25 | 0.013 | 0.25 | FIXED | 38.5 | CUL03 | 0 | 0 | 0 | 0 | 0 | 0 | 0 | 0 | 0 | 0 | 0 | [11 empty] | 45.5766
CUL06.1 |  |  | 0 | 0.059055 | 0 | 25 | 0.013 | 0 | 0 | 78 | 49.5681 | UNKN | Conduit | 138 | 1 |  | 0 | 107.6391 | 107.6391 | 0.0010764 | Estuary | 1 | FIXED | 38.4 | CUL05 | 0 | 0.10087 | SUBURBS | 0 | 0 | 0 | 1 | Cond | 20 | 32.8084 | 2 | N | 0 |  | ARCHSPRUNG | ROAD | 0.7874 | Full | 50 | other |  | 0.059055 | 0 | 25 | 0.013 | 0.25 | FIXED | 38.45 | CUL06 | 0 | 0 | 0 | 0 | 0 | 0 | 0 | 0 | 0 | 0 | 0 | [11 empty] | 49.5691
DET5-1.1 |  |  | 0 | 0.059055 | 0 | 25 | 0.013 | 0 | 6.9403 | 12 | 22.761 | UNKN | Conduit | 12 | 1 |  | 0 | 107.6391 | 107.6391 | 0.0010764 | Estuary | 0 | FIXED | 37.9367 | Break-1 | 0 | 3.7931 | SUBURBS | 0 | 0 | 0 | 1 | Cond | 20 | 32.8084 | 1 | N | 0 |  | CIRC | ROAD | 0.7874 | Full | 0 | other |  | 0.059055 | 0 | 25 | 0.013 | 0.5 | FIXED | 38.8 | DET5-1 | 0 | 0 | 0 | 0 | 0 | 0 | 0 | 0 | 0 | 0 | 0 | [11 empty] | 63.3002
DET5-2.1 |  |  | 0 | 0.059055 | 0 | 25 | 0.013 | 0 | 5.6083 | 12 | 26 | UNKN | Conduit | 12 | 1 |  | 0 | 107.6391 | 107.6391 | 0.0010764 | Estuary | 0 | FIXED | 37.956 | Break-2 | 0 | 2.4768 | SUBURBS | 0 | 0 | 0 | 1 | Cond | 20 | 32.8084 | 1 | N | 0 |  | CIRC | ROAD | 0.7874 | Full | 0 | other |  | 0.059055 | 0 | 25 | 0.013 | 0.5 | FIXED | 38.6 | DET5-2 | 0 | 0 | 0 | 0 | 0 | 0 | 0 | 0 | 0 | 0 | 0 | [11 empty] | 76.4561
CUL07.1 |  |  | 0 | 0.059055 | 0 | 25 | 0.013 | 0 | 301.4832 | 72 | 75 | UNKN | Conduit | 72 | 1 |  | 0 | 107.6391 | 107.6391 | 0.0010764 | Estuary | 1 | FIXED | 9.1 | CUL08 | 0 | 0.50667 | SUBURBS | 0 | 0 | 0 | 1 | Cond | 20 | 32.8084 | 1 | N | 0 |  | CIRC | ROAD | 0.7874 | Full | 0 | other |  | 0.059055 | 0 | 25 | 0.013 | 0.5 | FIXED | 9.48 | CUL07 | 0 | 0 | 0 | 0 | 0 | 0 | 0 | 0 | 0 | 0 | 0 | [11 empty] | 92.5219

## existing_results
link ID | us_node_id | ds_node_id | link_suffi | sim_id | event | prof_type | retperiod | duration | ds_QCUM | ds_DEPTH | ds_FLOW | ds_FROUDE | dsTOTHEAD | ds_VEL | Infiltrati | LateralInf | Surcharge | us_DEPTH | us_FLOW | us_FROUDE | usTOTHEAD | us_VEL | maxsurchar | PFC | QLICUM | TYPE | us_QCUM
Break-1.1 | Break-1 | CC0300-1316 | 1 | 647 | Rainfall_100yr | Rainfall | 0 | 0 | 67016.65 | 7.032 | 6.4931 | 0 | 44.732 | 8.267 | 0 | 0 | 0 | 7.048 | 6.4931 | 0.017 | 44.748 | 8.267 | 0 | 0 | 0 | 9 | 67016.65
Break-2.1 | Break-2 | CC0300-1316 | 1 | 647 | Rainfall_100yr | Rainfall | 0 | 0 | 66984.28 | 7.032 | 6.3697 | 0 | 44.732 | 8.11 | 0 | 0 | 0 | 7.047 | 6.3697 | 0.017 | 44.748 | 8.11 | 0 | 0 | 0 | 9 | 66984.28
CC0100-0.1 | CC0100-0 | PI0100-9641 | 1 | 647 | Rainfall_100yr | Rainfall | 0 | 0 | 769347.88 | 82.769 | 10.2672 | 0 | 86.769 | 0 | 0 | 0 | 0 | 7.3 | 10.2672 | 0 | 11.3 | 0 | 0 | 0 | 0 | 7 | 769347.88
CC0100-1030.1 | CC0100-1030 | CC0100-0 | 1 | 647 | Rainfall_100yr | Rainfall | 0 | 0 | 13454221 | 8.712 | 270.7018 | 0.449 | 11.385 | 5.438 | 0 | 0 | 1 | 9.015 | 270.7068 | 0.348 | 11.485 | 5.432 | 1 | -156.884 | 0 | 0 | 13478224
CC0100-3146.1 | CC0100-3146 | CC0100-1030 | 1 | 647 | Rainfall_100yr | Rainfall | 0 | 0 | 15701914 | 8.799 | 290.728 | 0.377 | 11.62 | 5.831 | 0 | 0 | 2 | 9.221 | 290.7488 | 0.408 | 13.275 | 5.812 | 2 | 161.886 | 0 | 0 | 15803323
CC0200-0.1 | CC0200-0 | PI0800-5965 | 1 | 647 | Rainfall_100yr | Rainfall | 0 | 0 | 1039324.19 | 11.83 | 60.4182 | 0.055 | 25.81 | 4.469 | 0 | 0 | 1 | 11.715 | 60.4182 | 0.112 | 25.855 | 4.471 | 1 | 114.93 | 0 | 0 | 1039644.94
CC0200-1216.2 | CC0200-1216 | CC0200-522 | 2 | 647 | Rainfall_100yr | Rainfall | 0 | 0 | 903264.06 | 6.731 | 61.07 | 0.821 | 26.243 | 2.06 | 0 | 0 | 0.73 | 4.552 | 64.6814 | 0.507 | 26.282 | 2.296 | 1 | 2024.748 | 0 | 0 | 903378.38
CC0200-142.2 | CC0200-142 | CC0200-27 | 2 | 647 | Rainfall_100yr | Rainfall | 0 | 0 | 1040875.75 | 8.656 | 60.4184 | 0.714 | 25.647 | 1.823 | 0 | 0 | 0.95 | 7.667 | 60.4343 | 0.666 | 25.649 | 1.976 | 1 | 1867.352 | 0 | 0 | 1041786.63
CC0200-1549.2 | CC0200-1549 | CC0200-1216 | 2 | 647 | Rainfall_100yr | Rainfall | 0 | 0 | 777735.44 | 4.552 | 56.7845 | 0.444 | 26.28 | 1.938 | 0 | 0 | 0.59 | 2.81 | 60.1004 | 0.268 | 26.351 | 1.394 | 1 | 1927.621 | 0 | 0 | 777796.25
CC0200-1644.1 | CC0200-1644 | CC0200-1549 | 1 | 647 | Rainfall_100yr | Rainfall | 0 | 0 | 642490 | 3.378 | 48.1943 | 0.587 | 26.681 | 3.63 | 0 | 0 | 0.68 | 3.307 | 48.2897 | 0.592 | 26.73 | 3.688 | 1 | 91.06 | 0 | 0 | 642524.25
CC0200-1924.2 | CC0200-1924 | CC0200-1644 | 2 | 647 | Rainfall_100yr | Rainfall | 0 | 0 | 642525.31 | 2.903 | 48.292 | 0.539 | 26.606 | 1.29 | 0 | 0 | 0.35 | 2.321 | 49.4157 | 0.271 | 26.843 | 1.755 | 0 | 435.951 | 0 | 0 | 642549.75
CC0200-209.1 | CC0200-209 | CC0200-142 | 1 | 647 | Rainfall_100yr | Rainfall | 0 | 0 | 1041792.81 | 7.591 | 60.4338 | 0.948 | 26.295 | 4.564 | 0 | 0 | 1 | 7.578 | 60.4344 | 0.774 | 26.412 | 4.564 | 1 | 64.245 | 0 | 0 | 1041794.94
CC0200-2500.2 | CC0200-2500 | CC0200-1924 | 2 | 647 | Rainfall_100yr | Rainfall | 0 | 0 | 500250.66 | 2.321 | 45.1606 | 0.237 | 26.836 | 1.575 | 0 | 0 | 0.26 | 2.303 | 46.2854 | 0.198 | 27.755 | 1.433 | 0 | -812.289 | 0 | 0 | 500326.63
CC0200-2655.1 | CC0200-2655 | CC0200-2500 | 1 | 647 | Rainfall_100yr | Rainfall | 0 | 0 | 483154.5 | 3.143 | 44.5201 | 0.447 | 28.463 | 4.894 | 0 | 0 | 0.9 | 3.102 | 44.5353 | 0.515 | 28.761 | 4.944 | 1 | 48.168 | 0 | 0 | 483208.66
CC0200-27.1 | CC0200-27 | CC0200-0 | 1 | 647 | Rainfall_100yr | Rainfall | 0 | 0 | 1040036.94 | 11.795 | 60.4181 | 0.02 | 25.675 | 1.796 | 0 | 0 | 1 | 11.85 | 60.4181 | 0.022 | 25.68 | 1.796 | 1 | -198.157 | 0 | 0 | 1040826.5
CC0200-3167.2 | CC0200-3167 | CC0200-2655 | 2 | 647 | Rainfall_100yr | Rainfall | 0 | 0 | 483209.13 | 2.957 | 44.5358 | 0.284 | 28.497 | 1.203 | 0 | 0 | 0.33 | 2.404 | 45.498 | 0.203 | 29 | 1.389 | 0 | 453.906 | 0 | 0 | 483218.88
CC0200-3298.1 | CC0200-3298 | CC0200-3167 | 1 | 647 | Rainfall_100yr | Rainfall | 0 | 0 | 483220.09 | 3.052 | 45.4994 | 0.536 | 29.775 | 5.131 | 0 | 0 | 0.87 | 3.06 | 45.5305 | 0.586 | 30.033 | 5.128 | 1 | 45.926 | 0 | 0 | 483227.63
CC0200-3326.2 | CC0200-3326 | CC0200-3298 | 2 | 647 | Rainfall_100yr | Rainfall | 0 | 0 | 483227.66 | 2.337 | 45.5317 | 0.772 | 29.795 | 2.62 | 0 | 0 | 0.3 | 2.507 | 45.585 | 0.342 | 29.818 | 1.569 | 0 | 1917.587 | 0 | 0 | 483227.97
CC0200-3428.2 | CC0200-3428 | CC0200-3326 | 2 | 647 | Rainfall_100yr | Rainfall | 0 | 0 | 185893.61 | 2.507 | 20.7853 | 0.14 | 29.796 | 0.732 | 0 | 0 | 0.3 | 2.019 | 19.9406 | 0.279 | 29.821 | 1.085 | 0 | -563.786 | 0 | 0 | 185895.69
CC0200-434.2 | CC0200-434 | CC0200-209 | 2 | 647 | Rainfall_100yr | Rainfall | 0 | 0 | 1041795.06 | 7.432 | 60.487 | 0.347 | 26.184 | 0.83 | 0 | 0 | 0.87 | 7.344 | 64.918 | 0.156 | 26.185 | 0.649 | 1 | 698.976 | 0 | 0 | 1048122.13
CC0200-4630.2 | CC0200-4630 | CC0200-3428 | 2 | 647 | Rainfall_100yr | Rainfall | 0 | 0 | -40.68 | 2.019 | -9.7171 | 0.101 | 29.814 | -0.567 | 0 | 0 | 0.3 | 0.065 | 0.55477 | 0.147 | 30.745 | 0.859 | 0 | 2379.457 | 0 | 0 | -0.18
CC0200-522.1 | CC0200-522 | CC0200-434 | 1 | 647 | Rainfall_100yr | Rainfall | 0 | 0 | 957797.44 | 7.411 | 63.6899 | 0.326 | 26.259 | 1.555 | 0 | 0 | 1 | 7.212 | 63.7006 | 0.511 | 26.27 | 1.789 | 1 | 131.812 | 0 | 0 | 957799.56
CC0300-0.1 | CC0300-0 | PI0500-11939 | 1 | 647 | Rainfall_100yr | Rainfall | 0 | 0 | 9894649 | 10.007 | 190.3686 | 0.547 | 41.106 | 5.012 | 0 | 0 | 1 | 9.708 | 190.372 | 0.848 | 41.17 | 5.426 | 1 | 198.476 | 0 | 0 | 9895169
CC0300-10049.1 | CC0300-10049 | CC0300-9939 | 1 | 647 | Rainfall_100yr | Rainfall | 0 | 0 | 6064357 | 5.087 | 294.851 | 0.369 | 70.678 | 8.76 | 0 | 0 | 2 | 6.472 | 294.8512 | 0.58 | 72.757 | 8.736 | 2 | 172.914 | 0 | 0 | 6064721
CC0300-1023.2 | CC0300-1023 | CC0300-675 | 2 | 647 | Rainfall_100yr | Rainfall | 0 | 0 | 9682882 | 6.456 | 210.2126 | 0.911 | 41.443 | 3.6 | 0 | 0 | 1 | 5.512 | 328.6887 | 0.489 | 41.571 | 3.684 | 1 | 2129.594 | 0 | 0 | 13017119
CC0300-10671.2 | CC0300-10671 | CC0300-10049 | 2 | 647 | Rainfall_100yr | Rainfall | 0 | 0 | 6064724 | 6.558 | 294.8516 | 0.977 | 71.904 | 4.805 | 0 | 0 | 0.74 | 4.636 | 345.364 | 0.376 | 73.307 | 3.319 | 1 | 1481.521 | 0 | 0 | 6239038.5
CC0300-10707.1 | CC0300-10707 | CC0300-10671 | 1 | 647 | Rainfall_100yr | Rainfall | 0 | 0 | 6239045.5 | 4.935 | 345.3642 | 0.982 | 74.633 | 6.94 | 0 | 0 | 1 | 4.801 | 345.3643 | 0.879 | 74.719 | 6.941 | 1 | 562.014 | 0 | 0 | 6239102
CC0300-10762.1 | CC0300-10762 | CC0300-10707 | 1 | 647 | Rainfall_100yr | Rainfall | 0 | 0 | 6146434 | 4.936 | 343.9506 | 0.783 | 74.848 | 6.911 | 0 | 0 | 1 | 4.727 | 343.9506 | 0.918 | 74.979 | 6.913 | 1 | 565.256 | 0 | 0 | 6146522
CC0300-11279.2 | CC0300-11279 | CC0300-10762 | 2 | 647 | Rainfall_100yr | Rainfall | 0 | 0 | 6126490.5 | 4.99 | 343.4958 | 0.985 | 74.607 | 5.234 | 0 | 0 | 0.72 | 4.529 | 343.9942 | 0.446 | 76.568 | 3.774 | 1 | 1674.021 | 0 | 0 | 6129596
CC0300-11614.2 | CC0300-11614 | CC0300-11279 | 2 | 647 | Rainfall_100yr | Rainfall | 0 | 0 | 4573015.5 | 4.529 | 261.1355 | 0.419 | 76.476 | 3.042 | 0 | 0 | 0.59 | 3.751 | 261.0308 | 0.362 | 77.418 | 3.069 | 1 | 2603.779 | 0 | 0 | 4574867.5
CC0300-11634.1 | CC0300-11634 | CC0300-11614 | 1 | 647 | Rainfall_100yr | Rainfall | 0 | 0 | 4574875.5 | 4.485 | 261.0309 | 0.629 | 79.2 | 7.876 | 0 | 0 | 1 | 4.479 | 261.0309 | 0.626 | 79.253 | 7.878 | 1 | 280.236 | 0 | 0 | 4574919.5
CC0300-11700.1 | CC0300-11700 | CC0300-11634 | 1 | 647 | Rainfall_100yr | Rainfall | 0 | 0 | 4389715 | 4.672 | 252.3441 | 0.576 | 79.381 | 7.606 | 0 | 0 | 1 | 4.596 | 252.3442 | 0.73 | 79.645 | 7.607 | 1 | 290.683 | 0 | 0 | 4389898
CC0300-12425.2 | CC0300-12425 | CC0300-11700 | 2 | 647 | Rainfall_100yr | Rainfall | 0 | 0 | 4362532 | 4.72 | 251.6356 | 0.965 | 79.08 | 4.43 | 0 | 0 | 0.6 | 3.801 | 252.0496 | 0.488 | 82.79 | 4.051 | 1 | 4019.634 | 0 | 0 | 4366510
CC0300-12517.2 | CC0300-12517 | CC0300-12425 | 2 | 647 | Rainfall_100yr | Rainfall | 0 | 0 | 4303543.5 | 3.801 | 249.0246 | 0.481 | 82.784 | 4.002 | 0 | 0 | 0.42 | 3.609 | 249.0262 | 0.348 | 83.07 | 3.011 | 0 | 2235.843 | 0 | 0 | 4304023.5
CC0300-12540.1 | CC0300-12540 | CC0300-12517 | 1 | 647 | Rainfall_100yr | Rainfall | 0 | 0 | 4304032 | 4.623 | 249.0262 | 0.631 | 85.216 | 8.578 | 0 | 0 | 2 | 4.662 | 249.0262 | 0.633 | 85.315 | 8.577 | 2 | 196.29 | 0 | 0 | 4304107
CC0300-12615.1 | CC0300-12615 | CC0300-12540 | 1 | 647 | Rainfall_100yr | Rainfall | 0 | 0 | 4191128.75 | 4.879 | 244.3288 | 0.587 | 85.488 | 8.411 | 0 | 0 | 2 | 4.985 | 244.3288 | 0.612 | 85.834 | 8.409 | 2 | 205.87 | 0 | 0 | 4191354.5
CC0300-13140.2 | CC0300-13140 | CC0300-12615 | 2 | 647 | Rainfall_100yr | Rainfall | 0 | 0 | 4191358.5 | 4.88 | 244.3288 | 0.941 | 85.096 | 3.644 | 0 | 0 | 0.58 | 3.976 | 245.2509 | 0.591 | 87.215 | 4.282 | 1 | 1720.099 | 0 | 0 | 4193347.5
CC0300-1316.1 | CC0300-1316 | CC0300-1023 | 1 | 647 | Rainfall_100yr | Rainfall | 0 | 0 | 13017130 | 5.663 | 328.6853 | 0.995 | 43.636 | 8.354 | 0 | 0 | 2 | 6.491 | 328.6996 | 0.907 | 45.27 | 8.32 | 2 | 77.457 | 0 | 0 | 13018838
CC0300-13762.2 | CC0300-13762 | CC0300-13140 | 2 | 647 | Rainfall_100yr | Rainfall | 0 | 0 | 3956663.25 | 3.976 | 230.0108 | 0.567 | 87.181 | 4.139 | 0 | 0 | 0.51 | 3.279 | 230.3343 | 0.387 | 90.88 | 3.322 | 1 | 1407.334 | 0 | 0 | 3959657.25
CC0300-13850.1 | CC0300-13850 | CC0300-13762 | 1 | 647 | Rainfall_100yr | Rainfall | 0 | 0 | 3959665 | 4.261 | 230.3361 | 0.648 | 92.714 | 8.033 | 0 | 0 | 2 | 4.469 | 230.947 | 0.637 | 93.075 | 7.967 | 2 | 165.202 | 0 | 0 | 3959962.5
CC0300-13885.1 | CC0300-13885 | CC0300-13850 | 1 | 647 | Rainfall_100yr | Rainfall | 0 | 0 | 3752455 | 4.637 | 221.8194 | 0.576 | 93.164 | 7.64 | 0 | 0 | 2 | 4.735 | 221.8409 | 0.577 | 93.291 | 7.64 | 2 | 173.992 | 0 | 0 | 3752554.25
CC0300-14555.2 | CC0300-14555 | CC0300-13885 | 2 | 647 | Rainfall_100yr | Rainfall | 0 | 0 | 2910169.75 | 4.638 | 224.1028 | 0.929 | 92.924 | 4.708 | 0 | 0 | 0.47 | 2.622 | 215.2891 | 0.612 | 96.407 | 4.578 | 0 | 1574.157 | 0 | 0 | 2806514
CC0300-14665.1 | CC0300-14665 | CC0300-14555 | 1 | 647 | Rainfall_100yr | Rainfall | 0 | 0 | 2747117.25 | 4.944 | 245.5346 | 2.565 | 103.313 | 21.825 | 0 | 0 | 2 | 5.85 | 182.573 | 0.934 | 102.128 | 13.924 | 2 | 72.343 | 0 | 0 | 2788695.25
CC0300-15055.2 | CC0300-15055 | CC0300-14665 | 2 | 647 | Rainfall_100yr | Rainfall | 0 | 0 | 2788695.25 | 5.794 | 192.7637 | 0.985 | 100.434 | 5.534 | 0 | 0 | 0.63 | 3.437 | 190.7777 | 0.537 | 100.872 | 4.142 | 1 | 1302.989 | 0 | 0 | 2757205
CC0300-15189.1 | CC0300-15189 | CC0300-15055 | 1 | 647 | Rainfall_100yr | Rainfall | 0 | 0 | 2757206.5 | 5.333 | 261.5027 | 2.732 | 108.197 | 23.245 | 0 | 0 | 2 | 6.622 | 161.8706 | 1.085 | 107.099 | 12.259 | 2 | 90.812 | 0 | 0 | 2767033.25
CC0300-15590.2 | CC0300-15590 | CC0300-15189 | 2 | 647 | Rainfall_100yr | Rainfall | 0 | 0 | 2005899.75 | 6.705 | 126.8656 | 0.948 | 105.391 | 3.896 | 0 | 0 | 0.76 | 3.934 | 130.1539 | 0.804 | 105.504 | 4.721 | 1 | 1917.215 | 0 | 0 | 2071126.13
CC0300-15666.1 | CC0300-15666 | CC0300-15590 | 1 | 647 | Rainfall_100yr | Rainfall | 0 | 0 | 2071127.25 | 5.459 | 130.1527 | 0.676 | 108.464 | 9.911 | 0 | 0 | 2 | 5.524 | 130.1522 | 1.07 | 109.332 | 9.907 | 2 | 129.811 | 0 | 0 | 2071130
CC0300-16285.2 | CC0300-16285 | CC0300-15666 | 2 | 647 | Rainfall_100yr | Rainfall | 0 | 0 | 2071130 | 5.223 | 130.151 | 0.976 | 108.207 | 4.628 | 0 | 0 | 0.7 | 2.646 | 131.0318 | 0.615 | 109.176 | 4.34 | 1 | 1576.939 | 0 | 0 | 2071187
CC0300-16395.1 | CC0300-16395 | CC0300-16285 | 1 | 647 | Rainfall_100yr | Rainfall | 0 | 0 | 2071206.63 | 5.259 | 131.0327 | 0.246 | 109.604 | 4.735 | 0 | 0 | 1 | 4.53 | 131.0557 | 0.391 | 110.133 | 5.131 | 1 | 218.596 | 0 | 0 | 2071964.75
CC0300-16578.2 | CC0300-16578 | CC0300-16395 | 2 | 647 | Rainfall_100yr | Rainfall | 0 | 0 | 2071971.63 | 1.912 | 131.0565 | 0.986 | 111.07 | 6.097 | 0 | 0 | 0.32 | 2.102 | 131.0571 | 0.69 | 113.501 | 4.642 | 0 | 1886.128 | 0 | 0 | 2071974.25
CC0300-17300.2 | CC0300-17300 | CC0300-16578 | 2 | 647 | Rainfall_100yr | Rainfall | 0 | 0 | 2071974.63 | 2.102 | 131.0571 | 0.69 | 113.501 | 4.642 | 0 | 0 | 0.33 | 2.408 | 131.0888 | 0.405 | 119.42 | 2.878 | 0 | 3683.891 | 0 | 0 | 2072012
CC0300-17336.2 | CC0300-17336 | CC0300-17300 | 2 | 647 | Rainfall_100yr | Rainfall | 0 | 0 | 1827543.38 | 2.408 | 115.8547 | 0.37 | 119.389 | 2.6 | 0 | 0 | 0.34 | 2.245 | 115.8315 | 0.609 | 119.585 | 3.773 | 0 | -701.996 | 0 | 0 | 1827544.88
CC0300-17497.1 | CC0300-17497 | CC0300-17336 | 1 | 647 | Rainfall_100yr | Rainfall | 0 | 0 | 1827550.38 | 3.739 | 115.8312 | 0.405 | 121.089 | 7.443 | 0 | 0 | 2 | 5.291 | 115.8309 | 0.662 | 123.88 | 7.395 | 2 | 78.417 | 0 | 0 | 1827655.13
CC0300-17558.2 | CC0300-17558 | CC0300-17497 | 2 | 647 | Rainfall_100yr | Rainfall | 0 | 0 | 1827655.13 | 4.588 | 115.8306 | 0.989 | 123.287 | 4.556 | 0 | 0 | 0.58 | 4.549 | 115.8232 | 0.6 | 123.306 | 3.827 | 1 | 779.874 | 0 | 0 | 1827655
CC0300-17662.1 | CC0300-17662 | CC0300-17558 | 1 | 647 | Rainfall_100yr | Rainfall | 0 | 0 | 1827656.63 | 5.605 | 115.8234 | 0.526 | 124.71 | 6.786 | 0 | 0 | 2 | 6.666 | 115.8236 | 0.446 | 126.086 | 6.759 | 2 | 56.311 | 0 | 0 | 1827685.75
CC0300-18144.2 | CC0300-18144 | CC0300-17662 | 2 | 647 | Rainfall_100yr | Rainfall | 0 | 0 | 1827685.75 | 5.424 | 115.8238 | 0.986 | 125.563 | 4.418 | 0 | 0 | 0.71 | 3.213 | 107.8278 | 0.537 | 125.946 | 3.796 | 1 | 3302.348 | 0 | 0 | 1727628.5
CC0300-2126.1 | CC0300-2126 | CUL06 | 1 | 647 | Rainfall_100yr | Rainfall | 0 | 0 | 5628630.5 | 6.233 | 159.3438 | 0.256 | 44.755 | 1.185 | 0 | 0 | 1 | 5.197 | 385.262 | 0.506 | 44.775 | 3.784 | 1 | 1522.123 | 0 | 0 | 9830909
CC0300-321.2 | CC0300-321 | CC0300-0 | 2 | 647 | Rainfall_100yr | Rainfall | 0 | 0 | 9895181 | 9.192 | 190.3765 | 0.97 | 41.016 | 4.456 | 0 | 0 | 1 | 7.65 | 238.8948 | 0.378 | 41.02 | 2.978 | 1 | 975.4 | 0 | 0 | 10820844
CC0300-3307.1 | CC0300-3307 | CC0300-2126 | 1 | 647 | Rainfall_100yr | Rainfall | 0 | 0 | 9830917 | 5.197 | 385.2647 | 0.506 | 44.775 | 3.784 | 0 | 0 | 0.84 | 4.601 | 388.1086 | 0.413 | 47.537 | 3.832 | 1 | 2067.697 | 0 | 0 | 9842992
CC0300-3338.1 | CC0300-3338 | CC0300-3307 | 1 | 647 | Rainfall_100yr | Rainfall | 0 | 0 | 9843000 | 4.936 | 388.1086 | 0.439 | 48.303 | 5.654 | 0 | 0 | 0.99 | 4.931 | 388.1103 | 0.442 | 48.348 | 5.659 | 1 | 206.615 | 0 | 0 | 9843176
CC0300-3462.1 | CC0300-3462 | CC0300-3338 | 1 | 647 | Rainfall_100yr | Rainfall | 0 | 0 | 9826129 | 4.986 | 387.6885 | 0.432 | 48.424 | 5.606 | 0 | 0 | 1 | 4.838 | 387.6947 | 0.527 | 48.609 | 5.742 | 1 | 258.277 | 0 | 0 | 9826617
CC0300-3496.2 | CC0300-3496 | CC0300-3462 | 2 | 647 | Rainfall_100yr | Rainfall | 0 | 0 | 9826621 | 4.656 | 387.6947 | 0.95 | 48.372 | 4.132 | 0 | 0 | 0.7 | 4.18 | 387.6992 | 0.662 | 48.475 | 4.095 | 1 | 568.391 | 0 | 0 | 9826763
CC0300-3934.2 | CC0300-3934 | CC0300-3496 | 2 | 647 | Rainfall_100yr | Rainfall | 0 | 0 | 9318133 | 4.18 | 373.9327 | 0.639 | 48.459 | 3.824 | 0 | 0 | 0.66 | 4.798 | 373.9364 | 0.299 | 50.077 | 3.101 | 1 | 1343.507 | 0 | 0 | 9322135
CC0300-4039.1 | CC0300-4039 | CC0300-3934 | 1 | 647 | Rainfall_100yr | Rainfall | 0 | 0 | 9322147 | 5.526 | 373.9364 | 0.336 | 52.124 | 8.405 | 0 | 0 | 2 | 6.93 | 373.9365 | 0.323 | 53.723 | 8.388 | 2 | 133.124 | 0 | 0 | 9322944
CC0300-5331.2 | CC0300-5331 | CC0300-4039 | 2 | 647 | Rainfall_100yr | Rainfall | 0 | 0 | 9163805 | 7.263 | 370.6744 | 0.638 | 52.94 | 2.4 | 0 | 0 | 0.84 | 5.61 | 371.2172 | 0.233 | 54.613 | 2.489 | 1 | 603.154 | 0 | 0 | 9175608
CC0300-5440.1 | CC0300-5440 | CC0300-5331 | 1 | 647 | Rainfall_100yr | Rainfall | 0 | 0 | 9175624 | 6.826 | 371.2173 | 0.184 | 56.113 | 7.161 | 0 | 0 | 2 | 7.401 | 371.2174 | 0.226 | 57.217 | 7.156 | 2 | 260.563 | 0 | 0 | 9177746
CC0300-562.2 | CC0300-562 | CC0300-321 | 2 | 647 | Rainfall_100yr | Rainfall | 0 | 0 | 10412098 | 7.65 | 222.6887 | 0.363 | 41.02 | 2.856 | 0 | 0 | 1 | 6.939 | 210.4754 | 0.25 | 41.046 | 2.159 | 1 | 746.677 | 0 | 0 | 9680591
CC0300-6083.2 | CC0300-6083 | CC0300-5440 | 2 | 647 | Rainfall_100yr | Rainfall | 0 | 0 | 9177757 | 6.81 | 371.2175 | 0.953 | 56.663 | 2.936 | 0 | 0 | 0.65 | 5.384 | 367.3987 | 0.365 | 57.142 | 3.142 | 1 | 2465.202 | 0 | 0 | 9163337
CC0300-6198.1 | CC0300-6198 | CC0300-6083 | 1 | 647 | Rainfall_100yr | Rainfall | 0 | 0 | 5158097 | 5.581 | 207.7675 | 0.252 | 58.121 | 6.302 | 0 | 0 | 2 | 6.25 | 207.7716 | 0.277 | 59.094 | 6.292 | 2 | 109.663 | 0 | 0 | 5158528.5
CC0300-6198.2 | CC0300-6198 | PI3200-88 | 2 | 647 | Rainfall_100yr | Rainfall | 0 | 0 | 2816599.75 | 7.715 | 110.422 | 0.19 | 59.066 | 6.993 | 0 | 0 | 2 | 7.776 | 110.423 | 0.189 | 59.129 | 6.99 | 2 | 0 | 0 | 0 | 2816796
CC0300-675.1 | CC0300-675 | CC0300-562 | 1 | 647 | Rainfall_100yr | Rainfall | 0 | 0 | 9680609 | 7.607 | 210.1653 | 0.221 | 41.487 | 4.771 | 0 | 0 | 2 | 7.407 | 210.2063 | 0.276 | 41.623 | 4.774 | 2 | 138.214 | 0 | 0 | 9682867
CC0300-7103.2 | CC0300-7103 | CC0300-6198 | 2 | 647 | Rainfall_100yr | Rainfall | 0 | 0 | 7975342 | 6.992 | 317.615 | 0.344 | 58.848 | 2.579 | 0 | 0 | 0.86 | 4.332 | 383.9604 | 0.358 | 60.452 | 3.252 | 1 | 1637.721 | 0 | 0 | 8692455
CC0300-7683.2 | CC0300-7683 | CC0300-7103 | 2 | 647 | Rainfall_100yr | Rainfall | 0 | 0 | 8560874 | 4.332 | 379.8292 | 0.352 | 60.449 | 3.215 | 0 | 0 | 0.63 | 4.738 | 380.2373 | 0.301 | 62.496 | 2.865 | 1 | 1453.337 | 0 | 0 | 8566947
CC0300-8183.2 | CC0300-8183 | CC0300-7683 | 2 | 647 | Rainfall_100yr | Rainfall | 0 | 0 | 8477863 | 4.738 | 376.56 | 0.296 | 62.492 | 2.835 | 0 | 0 | 0.63 | 5.135 | 376.6735 | 0.28 | 63.371 | 2.868 | 1 | 1562.841 | 0 | 0 | 8485358
CC0300-8465.2 | CC0300-8465 | CC0300-8183 | 2 | 647 | Rainfall_100yr | Rainfall | 0 | 0 | 8435143 | 5.135 | 377.7009 | 0.281 | 63.372 | 2.876 | 0 | 0 | 0.52 | 5.234 | 377.7767 | 0.315 | 63.882 | 3.196 | 1 | 2723.258 | 0 | 0 | 8438415
CC0300-8529.1 | CC0300-8529 | CC0300-8465 | 1 | 647 | Rainfall_100yr | Rainfall | 0 | 0 | 8438426 | 6.009 | 377.7768 | 0.366 | 64.595 | 5.294 | 0 | 0 | 1 | 5.869 | 377.7819 | 0.386 | 64.67 | 5.389 | 1 | 708.486 | 0 | 0 | 8439214
CC0300-8706.2 | CC0300-8706 | CC0300-8529 | 2 | 647 | Rainfall_100yr | Rainfall | 0 | 0 | 8439224 | 5.682 | 377.7819 | 0.56 | 64.553 | 3.774 | 0 | 0 | 0.49 | 5.679 | 377.8144 | 0.452 | 65.177 | 4.737 | 0 | 1823.128 | 0 | 0 | 8440412
CC0300-8868.2 | CC0300-8868 | CC0300-8706 | 2 | 647 | Rainfall_100yr | Rainfall | 0 | 0 | 7888648.5 | 5.679 | 364.3795 | 0.428 | 65.153 | 4.56 | 0 | 0 | 0.54 | 5.69 | 364.4139 | 0.269 | 65.465 | 2.737 | 1 | 2608.838 | 0 | 0 | 7890002.5
CC0300-9189.2 | CC0300-9189 | CC0300-8868 | 2 | 647 | Rainfall_100yr | Rainfall | 0 | 0 | 6802155.5 | 5.69 | 337.6096 | 0.248 | 65.448 | 2.535 | 0 | 0 | 0.54 | 4.629 | 337.7303 | 0.554 | 66.058 | 3.435 | 1 | 4032.473 | 0 | 0 | 6801858.5
CC0300-9582.2 | CC0300-9582 | CC0300-9189 | 2 | 647 | Rainfall_100yr | Rainfall | 0 | 0 | 6359635 | 4.629 | 318.4325 | 0.545 | 66.036 | 3.199 | 0 | 0 | 0.55 | 4.956 | 318.4965 | 0.288 | 67.033 | 2.97 | 1 | 1390.55 | 0 | 0 | 6358331.5
CC0300-9708.1 | CC0300-9708 | CC0300-9582 | 1 | 647 | Rainfall_100yr | Rainfall | 0 | 0 | 6343081.5 | 5.012 | 318.0647 | 0.343 | 67.548 | 4.581 | 0 | 0 | 2 | 4.782 | 318.0712 | 0.389 | 67.674 | 4.758 | 2 | 275.591 | 0 | 0 | 6343712
CC0300-9939.2 | CC0300-9939 | CC0300-9708 | 2 | 647 | Rainfall_100yr | Rainfall | 0 | 0 | 6343715 | 4.637 | 318.0712 | 0.935 | 67.594 | 3.418 | 0 | 0 | 0.41 | 4.019 | 300.7449 | 0.394 | 68.486 | 3.581 | 0 | 3845.673 | 0 | 0 | 6266410.5
CC0301-1475.1 | CC0301-1475 | CUL01 | 1 | 647 | Rainfall_100yr | Rainfall | 0 | 0 | 1031288.56 | 6.543 | 32.9997 | 0.07 | 44.765 | 0.507 | 0 | 0 | 1 | 5.84 | 146.7886 | 0.279 | 44.761 | 1.755 | 1 | 822.784 | 0 | 0 | 3050618
CC0301-1608.2 | CC0301-1608 | CC0301-1475 | 2 | 647 | Rainfall_100yr | Rainfall | 0 | 0 | 3050622.5 | 5.78 | 146.7965 | 0.386 | 44.763 | 2.583 | 0 | 0 | 0.87 | 5.637 | 146.9682 | 0.264 | 44.765 | 2.353 | 1 | 201.035 | 0 | 0 | 3050806.25
CC0301-2533.2 | CC0301-2533 | CC0301-1608 | 2 | 647 | Rainfall_100yr | Rainfall | 0 | 0 | 2766582.75 | 5.637 | 128.686 | 0.239 | 44.764 | 2.129 | 0 | 0 | 0.87 | 5.011 | 131.4785 | 0.621 | 44.804 | 1.667 | 1 | 1172.69 | 0 | 0 | 2767998.25
CC0303-1293.2 | CC0303-1293 | CC0303-946 | 2 | 647 | Rainfall_100yr | Rainfall | 0 | 0 | 531575.56 | 3.618 | 31.2713 | 0.156 | 92.94 | 0.754 | 0 | 0 | 0.42 | 3.551 | 27.3386 | 0.379 | 92.932 | -1.214 | 0 | -852.514 | 0 | 0 | 529840.69
CC0303-1525.1 | CC0303-1525 | CC0303-1293 | 1 | 647 | Rainfall_100yr | Rainfall | 0 | 0 | 427335.34 | 6.222 | 16.8228 | 0.026 | 92.933 | 0.674 | 0 | 0 | 1 | 5.51 | 16.8169 | 0.037 | 92.851 | 0.674 | 1 | 160.393 | 0 | 0 | 431918.44
CC0303-2102.2 | CC0303-2102 | CC0303-1525 | 2 | 647 | Rainfall_100yr | Rainfall | 0 | 0 | 413725.47 | 2.39 | 16.1496 | 0.914 | 92.851 | 3.667 | 0 | 0 | 0.29 | 1.72 | 13.5876 | 0.161 | 92.934 | 0.794 | 0 | 487.998 | 0 | 0 | 417472.91
CC0303-2158.1 | CC0303-2158 | CC0303-2102 | 1 | 647 | Rainfall_100yr | Rainfall | 0 | 0 | 339597.88 | 2.76 | 8.5003 | 0.027 | 92.93 | 0.245 | 0 | 0 | 0.59 | 2.431 | 8.3984 | 0.035 | 92.931 | 0.274 | 1 | 296.065 | 0 | 0 | 340899.66
CC0303-2736.2 | CC0303-2736 | CC0303-2158 | 2 | 647 | Rainfall_100yr | Rainfall | 0 | 0 | 340915.88 | 1.591 | 8.3967 | 0.224 | 92.932 | 1.03 | 0 | 0 | 0.28 | 2.595 | 7.0851 | 0.168 | 92.956 | 0.494 | 0 | -1101.864 | 0 | 0 | 348223.63
CC0303-2787.1 | CC0303-2787 | CC0303-2736 | 1 | 647 | Rainfall_100yr | Rainfall | 0 | 0 | 348245.78 | 3.045 | 7.0837 | 0.02 | 92.955 | 0.199 | 0 | 0 | 0.65 | 2.213 | 6.9977 | 0.043 | 92.964 | 0.28 | 1 | 466.513 | 0 | 0 | 349507.47
CC0303-3479.2 | CC0303-3479 | CC0303-2787 | 2 | 647 | Rainfall_100yr | Rainfall | 0 | 0 | 349525.59 | 2.213 | 6.9962 | 0.117 | 92.964 | 0.435 | 0 | 0 | 0.29 | 2.421 | 6.7568 | 0.166 | 92.982 | 0.534 | 0 | 1282.633 | 0 | 0 | 362489.22
CC0303-946.2 | CC0303-946 | CC0300-13885 | 2 | 647 | Rainfall_100yr | Rainfall | 0 | 0 | 842389.44 | 4.558 | 70.8226 | 0.762 | 92.838 | 2.291 | 0 | 0 | 0.47 | 3.618 | 59.9686 | 0.173 | 92.941 | 1.365 | 0 | -1037.659 | 0 | 0 | 817081.63
CC0304-1509.1 | CC0304-1509 | CC0304-756 | 1 | 647 | Rainfall_100yr | Rainfall | 0 | 0 | 94473.17 | 1.026 | 9.6537 | 1.209 | 97.576 | 5.948 | 0 | 0 | 0.51 | 1.026 | 9.656 | 1.213 | 102.576 | 5.948 | 1 | 18.437 | 0 | 0 | 94473.17
CC0304-756.1 | CC0304-756 | CC0303-1293 | 1 | 647 | Rainfall_100yr | Rainfall | 0 | 0 | 102543.72 | 4.995 | 15.0701 | 0.957 | 93.075 | 4.451 | 0 | 0 | 1 | 0.962 | 9.9286 | 1.43 | 96.648 | 6.646 | 1 | 21.771 | 0 | 0 | 103036.85
CC0400-0.1 | CC0400-0 | PI0601-238 | 1 | 647 | Rainfall_100yr | Rainfall | 0 | 0 | -825443.31 | 7.764 | -38.7385 | 0.312 | 49.688 | -2.324 | 0 | 0 | 1 | 7.594 | -38.7377 | 0.604 | 49.668 | -2.485 | 1 | 98.337 | 0 | 0 | -825439.06
CC0400-0.2 | CC0400-0 | PI0504-3096 | 2 | 647 | Rainfall_100yr | Rainfall | 0 | 0 | 1073378.13 | 9.653 | 40.9333 | 3.201 | 48.747 | 12.125 | 0 | 0 | 1 | 7.101 | 43.3231 | 3.599 | 50.288 | 18.095 | 1 | 57.965 | 0 | 0 | 1073378.88
CC0400-152.1 | CC0400-152 | CC0400-0 | 1 | 647 | Rainfall_100yr | Rainfall | 0 | 0 | 35312.55 | 7.557 | 3.8311 | 0.72 | 49.586 | 2.411 | 0 | 0 | 2 | 6.98 | 3.8856 | 0.607 | 49.391 | 2.434 | 2 | 3.23 | 0 | 0 | 35312.55
CC0600-0.1 | CC0600-0 | PI5300-3093 | 1 | 647 | Rainfall_100yr | Rainfall | 0 | 0 | 366273.91 | 15.39 | 6.4002 | 0.363 | 108.163 | 2.345 | 0 | 0 | 2 | 15.519 | 6.4004 | 0.622 | 108.551 | 2.334 | 2 | 4.85 | 0 | 0 | 366601.59
CC0600-1256.1 | CC0600-1256 | CC0600-0 | 1 | 647 | Rainfall_100yr | Rainfall | 0 | 0 | 163868.69 | 17.965 | 18.8059 | 0.517 | 108.515 | 4.914 | 0 | 0 | 2 | 17.385 | 18.8226 | 0.602 | 108.515 | 4.833 | 2 | 11.362 | 0 | 0 | 164834.38
CC0900-10176.2 | CC0900-10176 | CC0900-8981 | 2 | 647 | Rainfall_100yr | Rainfall | 0 | 0 | 12149902 | 5.838 | 328.6249 | 0.223 | 25.793 | 1.891 | 0 | 0 | 0.97 | 6.147 | 383.6184 | 0.231 | 26.959 | 2.585 | 1 | 793.064 | 0 | 0 | 12457990
CC0900-10275.2 | CC0900-10275 | CC0900-10176 | 2 | 647 | Rainfall_100yr | Rainfall | 0 | 0 | 12129314 | 6.147 | 377.1569 | 0.227 | 26.956 | 2.54 | 0 | 0 | 0.7 | 6.199 | 377.1785 | 0.246 | 27.097 | 2.705 | 1 | 440.356 | 0 | 0 | 12130801
CC0900-11505.2 | CC0900-11505 | CC0900-10275 | 2 | 647 | Rainfall_100yr | Rainfall | 0 | 0 | 12108792 | 6.199 | 376.0978 | 0.245 | 27.096 | 2.697 | 0 | 0 | 0.63 | 5.533 | 376.512 | 0.292 | 29.392 | 3.092 | 1 | 1509.7 | 0 | 0 | 12124732
CC0900-11566.1 | CC0900-11566 | CC0900-11505 | 1 | 647 | Rainfall_100yr | Rainfall | 0 | 0 | 7472673.5 | 7.261 | 331.952 | 0.094 | 29.739 | 3.993 | 0 | 0 | 2 | 7.202 | 331.9522 | 0.102 | 29.79 | 3.994 | 2 | 248.748 | 0 | 0 | 7473259.5
CC0900-11893.1 | CC0900-11893 | CC0900-11566 | 1 | 647 | Rainfall_100yr | Rainfall | 0 | 0 | 7168686.5 | 7.286 | 307.7693 | 0.098 | 29.839 | 3.702 | 0 | 0 | 1 | 6.438 | 307.769 | 0.184 | 30.042 | 3.707 | 1 | 361.678 | 0 | 0 | 7171351
CC0900-12368.2 | CC0900-12368 | CC0900-11893 | 2 | 647 | Rainfall_100yr | Rainfall | 0 | 0 | 7171357 | 3.674 | 307.769 | 0.993 | 30.283 | 6.808 | 0 | 0 | 0.57 | 5.658 | 307.7827 | 0.256 | 32.569 | 2.792 | 1 | 417.876 | 0 | 0 | 7180093.5
CC0900-12511.1 | CC0900-12511 | CC0900-12368 | 1 | 647 | Rainfall_100yr | Rainfall | 0 | 0 | 6991762.5 | 6.555 | 303.294 | 0.127 | 32.863 | 3.652 | 0 | 0 | 2 | 6.644 | 303.2939 | 0.126 | 32.951 | 3.652 | 2 | 0 | 0 | 0 | 6998415.5
CC0900-1318.2 | CC0900-1318 | CC0900-0 | 2 | 647 | Rainfall_100yr | Rainfall | 0 | 0 | 28407156 | 4.333 | 661.5385 | 1 | 15.216 | 9.433 | 0 | 0 | 0.75 | 7.419 | 661.6364 | 0.346 | 19.274 | 3.641 | 1 | 2152.951 | 0 | 0 | 28421674
CC0900-13498.2 | CC0900-13498 | CC0900-12511 | 2 | 647 | Rainfall_100yr | Rainfall | 0 | 0 | 6998447 | 5.746 | 303.2939 | 0.293 | 32.889 | 2.445 | 0 | 0 | 0.52 | 4.473 | 303.6113 | 0.444 | 34.773 | 4.007 | 1 | 1087.205 | 0 | 0 | 7019672
CC0900-1366.1 | CC0900-1366 | CC0900-1318 | 1 | 647 | Rainfall_100yr | Rainfall | 0 | 0 | 27258666 | 8.475 | 650.4965 | 0.147 | 20.342 | 6.4 | 0 | 0 | 2 | 8.494 | 650.4965 | 0.149 | 20.41 | 6.4 | 2 | 565.386 | 0 | 0 | 27259186
CC0900-1377.1 | CC0900-1377 | CC0900-1366 | 1 | 647 | Rainfall_100yr | Rainfall | 0 | 0 | 27352490 | 8.602 | 662.9791 | 0.148 | 20.543 | 6.523 | 0 | 0 | 2 | 8.608 | 662.9791 | 0.149 | 20.56 | 6.523 | 2 | 520.582 | 0 | 0 | 27352616
CC0900-13861.2 | CC0900-13861 | CC0900-13498 | 2 | 647 | Rainfall_100yr | Rainfall | 0 | 0 | 4827118 | 4.473 | 174.3763 | 0.404 | 34.597 | 2.806 | 0 | 0 | 0.52 | 3.981 | 173.2789 | 0.274 | 35.124 | 1.572 | 1 | 1529.121 | 0 | 0 | 4833765.5
CC0900-13922.1 | CC0900-13922 | CC0900-13861 | 1 | 647 | Rainfall_100yr | Rainfall | 0 | 0 | 4833782.5 | 3.771 | 173.2781 | 0.21 | 35.251 | 2.382 | 0 | 0 | 0.75 | 3.632 | 173.1806 | 0.211 | 35.317 | 2.447 | 1 | 159.163 | 0 | 0 | 4835785
CC0900-14655.2 | CC0900-14655 | CC0900-13922 | 2 | 647 | Rainfall_100yr | Rainfall | 0 | 0 | 4835801 | 3.983 | 173.1798 | 0.198 | 35.296 | 1.771 | 0 | 0 | 0.45 | 4.369 | 172.6988 | 0.406 | 37.088 | 1.575 | 0 | 2278.174 | 0 | 0 | 4849381.5
CC0900-14724.1 | CC0900-14724 | CC0900-14655 | 1 | 647 | Rainfall_100yr | Rainfall | 0 | 0 | 4849402.5 | 4.026 | 172.6988 | 0.253 | 37.202 | 2.219 | 0 | 0 | 0.81 | 3.866 | 172.6966 | 0.226 | 37.247 | 2.281 | 1 | 190.383 | 0 | 0 | 4851097
CC0900-15428.2 | CC0900-15428 | CC0900-14724 | 2 | 647 | Rainfall_100yr | Rainfall | 0 | 0 | 4851114.5 | 4.157 | 172.6966 | 0.221 | 37.222 | 1.51 | 0 | 0 | 0.57 | 4.376 | 172.7042 | 0.435 | 39.021 | 1.504 | 1 | 1229.338 | 0 | 0 | 4864717.5
CC0900-15495.1 | CC0900-15495 | CC0900-15428 | 1 | 647 | Rainfall_100yr | Rainfall | 0 | 0 | 4864739 | 4.257 | 172.7043 | 0.146 | 39.128 | 2.143 | 0 | 0 | 0.85 | 4.098 | 172.7065 | 0.159 | 39.173 | 2.194 | 1 | 190.383 | 0 | 0 | 4866785
CC0900-16117.2 | CC0900-16117 | CC0900-15495 | 2 | 647 | Rainfall_100yr | Rainfall | 0 | 0 | 4866804.5 | 4.327 | 172.7065 | 0.161 | 39.146 | 1.375 | 0 | 0 | 0.52 | 3.372 | 172.7642 | 0.282 | 40.439 | 1.926 | 1 | 1674.576 | 0 | 0 | 4878848.5
CC0900-16185.1 | CC0900-16185 | CC0900-16117 | 1 | 647 | Rainfall_100yr | Rainfall | 0 | 0 | 4878862.5 | 3.669 | 172.7642 | 0.189 | 40.556 | 2.37 | 0 | 0 | 0.73 | 3.514 | 172.7668 | 0.206 | 40.608 | 2.448 | 1 | 190.383 | 0 | 0 | 4880480.5
CC0900-16493.2 | CC0900-16493 | CC0900-16185 | 2 | 647 | Rainfall_100yr | Rainfall | 0 | 0 | 4880496.5 | 3.728 | 172.7668 | 0.181 | 40.582 | 1.687 | 0 | 0 | 0.49 | 3.595 | 172.7806 | 0.217 | 42.198 | 2.024 | 0 | 1784.663 | 0 | 0 | 4884790
CC0900-16575.1 | CC0900-16575 | CC0900-16493 | 1 | 647 | Rainfall_100yr | Rainfall | 0 | 0 | 4884806.5 | 3.527 | 172.7806 | 0.2 | 42.32 | 2.441 | 0 | 0 | 0.71 | 3.39 | 172.7831 | 0.214 | 42.388 | 2.517 | 1 | 171.609 | 0 | 0 | 4886703
CC0900-17301.2 | CC0900-17301 | CC0900-16575 | 2 | 647 | Rainfall_100yr | Rainfall | 0 | 0 | 4886716.5 | 3.445 | 172.7831 | 0.391 | 42.395 | 2.271 | 0 | 0 | 0.45 | 3.865 | 172.8213 | 0.271 | 46.038 | 2.018 | 0 | 1846.925 | 0 | 0 | 4897629
CC0900-17359.1 | CC0900-17359 | CC0900-17301 | 1 | 647 | Rainfall_100yr | Rainfall | 0 | 0 | 4033186.25 | 4.406 | 136.2131 | 0.18 | 46.278 | 3.646 | 0 | 0 | 2 | 4.413 | 136.2136 | 0.183 | 46.315 | 3.646 | 2 | 106.321 | 0 | 0 | 4034426.75
CC0900-17445.1 | CC0900-17445 | CC0900-17359 | 1 | 647 | Rainfall_100yr | Rainfall | 0 | 0 | 4034427 | 4.462 | 136.2136 | 0.336 | 46.378 | 3.928 | 0 | 0 | 0.89 | 4.467 | 136.3052 | 0.336 | 46.413 | 3.918 | 1 | 114.183 | 0 | 0 | 4035584
CC0900-17460.1 | CC0900-17460 | CC0900-17445 | 1 | 647 | Rainfall_100yr | Rainfall | 0 | 0 | 4035584 | 4.495 | 136.3052 | 0.11 | 46.293 | 1.294 | 0 | 0 | 0.9 | 4.486 | 136.3564 | 0.111 | 46.294 | 1.298 | 1 | 157.195 | 0 | 0 | 4036194.25
CC0900-17745.1 | CC0900-17745 | CC0900-17460 | 1 | 647 | Rainfall_100yr | Rainfall | 0 | 0 | 2076681.75 | 4.492 | 47.2071 | 0.747 | 46.531 | 5.599 | 0 | 0 | 2 | 4.707 | 47.2023 | 0.549 | 46.956 | 4.761 | 2 | 28.179 | 0 | 0 | 2078201.5
CC0900-17795.1 | CC0900-17795 | CC0900-17745 | 1 | 647 | Rainfall_100yr | Rainfall | 0 | 0 | 2078264.88 | 4.828 | 47.1996 | 0.489 | 47.082 | 4.716 | 0 | 0 | 1 | 4.592 | 47.1993 | 0.601 | 47.17 | 4.895 | 1 | 80.656 | 0 | 0 | 2078588.63
CC0900-17819.1 | CC0900-17819 | CC0900-17795 | 1 | 647 | Rainfall_100yr | Rainfall | 0 | 0 | 2078649.38 | 4.658 | 47.1966 | 0.195 | 47.226 | 4.642 | 0 | 0 | 2 | 4.589 | 47.1962 | 0.509 | 47.32 | 4.645 | 2 | 18.474 | 0 | 0 | 2078879.63
CC0900-17990.1 | CC0900-17990 | CC0900-17819 | 1 | 647 | Rainfall_100yr | Rainfall | 0 | 0 | 2078955.38 | 5.334 | 47.1935 | 0.347 | 47.396 | 4.697 | 0 | 0 | 2 | 5.438 | 47.1925 | 0.361 | 47.708 | 4.691 | 2 | 34.411 | 0 | 0 | 2080349.5
CC0900-18632.2 | CC0900-18632 | CC0900-17990 | 2 | 647 | Rainfall_100yr | Rainfall | 0 | 0 | 1982064.38 | 2.105 | 46.1844 | 0.983 | 47.549 | 4.653 | 0 | 0 | 0.27 | 2.018 | 46.0361 | 0.267 | 49.667 | 1.364 | 0 | 1589.454 | 0 | 0 | 1991482.5
CC0900-18721.1 | CC0900-18721 | CC0900-18632 | 1 | 647 | Rainfall_100yr | Rainfall | 0 | 0 | 1991500 | 1.8 | 46.0361 | 1.729 | 53.503 | 15.458 | 0 | 0 | 2 | 5.282 | 46.0361 | 0.892 | 56.306 | 13.288 | 2 | 13.294 | 0 | 0 | 1991767.5
CC0900-19762.1 | CC0900-19762 | CC0900-18721 | 1 | 647 | Rainfall_100yr | Rainfall | 0 | 0 | 2521193.25 | 5.569 | 146.5348 | 0.997 | 55.952 | 10.858 | 0 | 0 | 2 | 5.548 | 146.5348 | 0.976 | 56.366 | 10.078 | 2 | 111.812 | 0 | 0 | 2521857.75
CC0900-19950.2 | CC0900-19950 | CC0900-19762 | 2 | 647 | Rainfall_100yr | Rainfall | 0 | 0 | 2521875.5 | 3.081 | 146.5349 | 0.995 | 55.809 | 6.418 | 0 | 0 | 0.42 | 3.146 | 148.4116 | 0.443 | 56.226 | 3.202 | 0 | 800.955 | 0 | 0 | 2522051
CC0900-20100.1 | CC0900-20100 | CC0900-19950 | 1 | 647 | Rainfall_100yr | Rainfall | 0 | 0 | 2522091.75 | 7.578 | 147.5813 | 0.098 | 58.343 | 8.864 | 0 | 0 | 1 | 7.411 | 147.147 | 0.153 | 59.143 | 8.842 | 1 | 157.334 | 0 | 0 | 2524050.75
CC0900-20254.1 | CC0900-20254 | CC0900-20100 | 1 | 647 | Rainfall_100yr | Rainfall | 0 | 0 | 2524159.5 | 7.856 | 146.5354 | 0.147 | 59.586 | 8.786 | 0 | 0 | 2 | 8.265 | 146.5354 | 0.26 | 60.437 | 8.77 | 2 | 101.476 | 0 | 0 | 2525749.75
CC0900-20294.1 | CC0900-20294 | CC0900-20254 | 1 | 647 | Rainfall_100yr | Rainfall | 0 | 0 | 2525845.75 | 8.816 | 146.5354 | 0.164 | 61.224 | 9.52 | 0 | 0 | 2 | 9.24 | 146.5354 | 0.215 | 61.708 | 9.486 | 2 | 27.905 | 0 | 0 | 2526357.75
CC0900-20416.1 | CC0900-20416 | CC0900-20294 | 1 | 647 | Rainfall_100yr | Rainfall | 0 | 0 | 2526451 | 10.4 | 146.5354 | 0.341 | 62.646 | 8.697 | 0 | 0 | 2 | 10.884 | 146.5354 | 0.566 | 63.315 | 8.68 | 2 | 78.256 | 0 | 0 | 2527494.75
CC0900-24062.2 | CC0900-24062 | CC0900-20416 | 2 | 647 | Rainfall_100yr | Rainfall | 0 | 0 | 2270503.25 | 7.267 | 127.6317 | 0.986 | 62.443 | 4.754 | 0 | 0 | 0.8 | 4.518 | 164.7216 | 0.165 | 69.145 | 1.644 | 1 | -889.762 | 0 | 0 | 2282854.5
CC0900-25612.2 | CC0900-25612 | CC0900-24062 | 2 | 647 | Rainfall_100yr | Rainfall | 0 | 0 | 2261494.75 | 4.518 | 163.0396 | 0.163 | 69.144 | 1.628 | 0 | 0 | 0.45 | 3.743 | 164.0345 | 0.332 | 76.083 | 2.818 | 0 | 1720.487 | 0 | 0 | 2267953.75
CC0900-26669.2 | CC0900-26669 | CC0900-25612 | 2 | 647 | Rainfall_100yr | Rainfall | 0 | 0 | 2025221.25 | 3.743 | 139.1052 | 0.29 | 76.049 | 2.399 | 0 | 0 | 0.39 | 2.993 | 139.1115 | 0.326 | 80.107 | 2.7 | 0 | 3054.795 | 0 | 0 | 2028384.38
CC0900-2772.2 | CC0900-2772 | CC0900-1377 | 2 | 647 | Rainfall_100yr | Rainfall | 0 | 0 | 27352622 | 8.146 | 662.9792 | 0.477 | 20.283 | 3.092 | 0 | 0 | 0.85 | 8.386 | 677.6573 | 0.206 | 21.681 | 2.552 | 1 | 2881.151 | 0 | 0 | 27423082
CC0900-3538.2 | CC0900-3538 | CC0900-2772 | 2 | 647 | Rainfall_100yr | Rainfall | 0 | 0 | 23634356 | 8.386 | 586.779 | 0.178 | 21.656 | 2.197 | 0 | 0 | 0.7 | 8.167 | 590.808 | 0.266 | 22.706 | 3.282 | 1 | -6132.388 | 0 | 0 | 23644434
CC0900-4870.2 | CC0900-4870 | CC0900-3538 | 2 | 647 | Rainfall_100yr | Rainfall | 0 | 0 | 13130273 | 8.167 | 310.8084 | 0.159 | 22.586 | 1.885 | 0 | 0 | 0.9 | 7.322 | 307.6515 | 0.181 | 23.211 | 1.751 | 1 | -913.147 | 0 | 0 | 13162627
CC0900-4998.1 | CC0900-4998 | CC0900-4870 | 1 | 647 | Rainfall_100yr | Rainfall | 0 | 0 | 13162635 | 8.55 | 307.652 | 0.041 | 23.549 | 3.627 | 0 | 0 | 1 | 8.509 | 307.6381 | 0.044 | 23.607 | 3.627 | 1 | 414.422 | 0 | 0 | 13163225
CC0900-6429.2 | CC0900-6429 | CC0900-4998 | 2 | 647 | Rainfall_100yr | Rainfall | 0 | 0 | 12850181 | 6.328 | 302.4884 | 0.536 | 23.517 | 2.889 | 0 | 0 | 1 | 5.706 | 298.435 | 0.288 | 24.458 | 1.77 | 1 | -611.967 | 0 | 0 | 12705043
CC0900-8904.2 | CC0900-8904 | CC0900-6429 | 2 | 647 | Rainfall_100yr | Rainfall | 0 | 0 | 11984548 | 5.706 | 286.4433 | 0.28 | 24.456 | 1.717 | 0 | 0 | 1 | 5.219 | 338.8555 | 0.167 | 25.452 | 1.669 | 1 | 573.849 | 0 | 0 | 12497765
CC0900-8981.1 | CC0900-8981 | CC0900-8904 | 1 | 647 | Rainfall_100yr | Rainfall | 0 | 0 | 12497770 | 8.75 | 338.8459 | 0.021 | 25.871 | 3.858 | 0 | 0 | 1 | 8.748 | 338.8482 | 0.022 | 25.909 | 3.858 | 1 | 352.026 | 0 | 0 | 12497853
CC0901-1062.2 | CC0901-1062 | PI7300-0 | 2 | 647 | Rainfall_100yr | Rainfall | 0 | 0 | 9971169 | 7.904 | 290.2017 | 0.158 | 22.965 | 1.91 | 0 | 0 | 0.6 | 7.532 | 292.1088 | 0.166 | 23.093 | 1.958 | 1 | 2818.246 | 0 | 0 | 9973204
CC0901-1113.1 | CC0901-1113 | CC0901-1062 | 1 | 647 | Rainfall_100yr | Rainfall | 0 | 0 | 9895000 | 6.62 | 283.6333 | 0.989 | 24.769 | 7.585 | 0 | 0 | 0.95 | 6.669 | 283.6668 | 0.918 | 24.872 | 7.549 | 1 | 217.02 | 0 | 0 | 9895124
CC0901-1323.1 | CC0901-1323 | CC0901-1113 | 1 | 647 | Rainfall_100yr | Rainfall | 0 | 0 | 9654339 | 6.815 | 258.8081 | 0.816 | 24.862 | 6.808 | 0 | 0 | 0.98 | 6.848 | 258.8666 | 0.772 | 25.072 | 6.795 | 1 | 240.525 | 0 | 0 | 9654556
CC0901-1398.1 | CC0901-1398 | CC0901-1323 | 1 | 647 | Rainfall_100yr | Rainfall | 0 | 0 | 9654556 | 6.996 | 258.8666 | 0.708 | 25.206 | 6.71 | 0 | 0 | 2 | 7.039 | 258.8989 | 0.689 | 25.335 | 6.692 | 2 | 215.643 | 0 | 0 | 9654655
CC0901-1577.2 | CC0901-1577 | CC0901-1398 | 2 | 647 | Rainfall_100yr | Rainfall | 0 | 0 | 9337382 | 8.698 | 249.8195 | 0.113 | 24.896 | 1.396 | 0 | 0 | 0.71 | 9.003 | 250.4863 | 0.102 | 24.917 | 1.329 | 1 | -1600.041 | 0 | 0 | 9337733
CC0901-1654.1 | CC0901-1654 | CC0901-1577 | 1 | 647 | Rainfall_100yr | Rainfall | 0 | 0 | 9337734 | 7.264 | 250.4886 | 0.397 | 25.454 | 4.267 | 0 | 0 | 2 | 7.254 | 250.4912 | 0.419 | 25.535 | 4.267 | 2 | 132.474 | 0 | 0 | 9337896
CC0901-2515.2 | CC0901-2515 | CC0901-1654 | 2 | 647 | Rainfall_100yr | Rainfall | 0 | 0 | 9337899 | 9.38 | 250.4934 | 0.076 | 25.345 | 1.054 | 0 | 0 | 0.74 | 8.56 | 266.6221 | 0.146 | 25.544 | 1.799 | 1 | 1765.513 | 0 | 0 | 9340311
CC0901-3175.2 | CC0901-3175 | CC0901-2515 | 2 | 647 | Rainfall_100yr | Rainfall | 0 | 0 | 9153815 | 8.56 | 248.3373 | 0.144 | 25.539 | 1.708 | 0 | 0 | 0.61 | 8.244 | 264.3 | 0.146 | 25.717 | 1.859 | 1 | 713.232 | 0 | 0 | 9155351
CC0901-356.2 | CC0901-356 | CC0900-3538 | 2 | 647 | Rainfall_100yr | Rainfall | 0 | 0 | 10154935 | 8.007 | 296.3724 | 0.149 | 22.59 | 1.821 | 0 | 0 | 0.67 | 8.002 | 298.3433 | 0.153 | 22.731 | 1.906 | 1 | -383.821 | 0 | 0 | 10157796
CUL01.1 | CUL01 | CUL02 | 1 | 647 | Rainfall_100yr | Rainfall | 0 | 0 | 1031233.81 | 6.079 | 32.9886 | 0.99 | 44.75 | 5.288 | 0 | 0 | 1 | 6.015 | 32.9991 | 0.829 | 44.766 | 4.669 | 1 | 36.741 | 0 | 0 | 1031277.06
CUL02.1 | CUL02 | CUL03 | 1 | 647 | Rainfall_100yr | Rainfall | 0 | 0 | 1092570 | 6.445 | 32.8453 | 0.15 | 44.749 | 0.8 | 0 | 0 | 1 | 5.831 | 32.9879 | 0.479 | 44.748 | 1.298 | 1 | -193.055 | 0 | 0 | 1031230.88
CUL03.1 | CUL03 | CUL04 | 1 | 647 | Rainfall_100yr | Rainfall | 0 | 0 | 1092528.5 | 6.547 | 32.8329 | 1.321 | 44.751 | 6.764 | 0 | 0 | 1 | 6.248 | 32.8445 | 1.316 | 44.752 | 6.438 | 1 | 81.634 | 0 | 0 | 1092562.88
CUL04.1 | CUL04 | CC0300-1316 | 1 | 647 | Rainfall_100yr | Rainfall | 0 | 0 | 3867179.5 | 6.972 | 126.9507 | 0.128 | 44.735 | 0.706 | 0 | 0 | 1 | 6.523 | 32.8318 | 0.271 | 44.745 | 1.234 | 1 | 1638.508 | 0 | 0 | 1092522.13
CUL05.1 | CUL05 | CC0300-1316 | 1 | 647 | Rainfall_100yr | Rainfall | 0 | 0 | 8670032 | 6.922 | 229.1174 | 0.281 | 44.738 | 1.65 | 0 | 0 | 1 | 6.34 | 159.0971 | 0.209 | 44.747 | 1.132 | 1 | 672.541 | 0 | 0 | 5628082
CUL06.1 | CUL06 | CUL05 | 1 | 647 | Rainfall_100yr | Rainfall | 0 | 0 | 5628090 | 6.353 | 159.0995 | 0.257 | 44.76 | 2.443 | 0 | 0 | 0.98 | 6.303 | 159.3416 | 0.263 | 44.76 | 2.483 | 1 | 387.523 | 0 | 0 | 5628622.5
CUL07.1 | CUL07 | CUL08 | 1 | 647 | Rainfall_100yr | Rainfall | 0 | 0 | 6041510.5 | 7.97 | 213.0933 | 0.917 | 17.887 | 7.248 | 0 | 0 | 1 | 7.782 | 213.0934 | 0.95 | 18.079 | 7.251 | 1 | 301.483 | 0 | 0 | 6043008
CUL08.1 | CUL08 | Westside_DS | 1 | 647 | Rainfall_100yr | Rainfall | 0 | 0 | 5989364 | 6.835 | 213.0538 | 0.891 | 15.98 | 2.371 | 0 | 0 | 0.59 | 7.021 | 213.0933 | 0.508 | 16.308 | 1.87 | 1 | 635.954 | 0 | 0 | 6041466
DET5-1.1 | DET5-1 | Break-1 | 1 | 647 | Rainfall_100yr | Rainfall | 0 | 0 | 67016.65 | 6.811 | 6.4931 | 0.358 | 44.748 | 7.407 | 0 | 0 | 1 | 5.948 | 6.493 | 0.962 | 44.748 | 7.449 | 1 | 6.94 | 0 | 0 | 67035.58
DET5-2.1 | DET5-2 | Break-2 | 1 | 647 | Rainfall_100yr | Rainfall | 0 | 0 | 66984.28 | 6.791 | 6.3697 | 0.351 | 44.747 | 7.263 | 0 | 0 | 2 | 6.148 | 6.3696 | 0.786 | 44.748 | 7.149 | 2 | 5.608 | 0 | 0 | 67005.97
FICT10.1 | FICT10 | FICT11 | 1 | 647 | Rainfall_100yr | Rainfall | 0 | 0 | -20261.56 | 3.11 | 10.2629 | 0.077 | 108.951 | 3.098 | 0 | 0 | 1 | 7.899 | 10.192 | 0.067 | 108.934 | 2.809 | 1 | -202.368 | 0 | 0 | -20241.75
FICT12.1 | FICT12 | FICT13 | 1 | 647 | Rainfall_100yr | Rainfall | 0 | 0 | 362573.5 | 2.695 | 28.1938 | 0.213 | 111.983 | 8.557 | 0 | 0 | 1 | 5.918 | 28.1938 | 0.194 | 111.922 | 8.041 | 1 | -163.937 | 0 | 0 | 362592.72
FICT14.1 | FICT14 | FICT15 | 1 | 647 | Rainfall_100yr | Rainfall | 0 | 0 | -162934.73 | 2.274 | -29.3695 | 0.369 | 25.149 | -8.99 | 0 | 0 | 1 | 6.838 | -28.4203 | 0.191 | 24.825 | -7.968 | 1 | -198.537 | 0 | 0 | -162913.83
FICT16.1 | FICT16 | FICT17 | 1 | 647 | Rainfall_100yr | Rainfall | 0 | 0 | -51117.25 | 2.223 | -5.6009 | 0.142 | 23.464 | -1.718 | 0 | 0 | 1 | 6.408 | -5.6009 | 0.038 | 23.447 | -1.583 | 1 | -189.185 | 0 | 0 | -51097.97
FICT19.1 | FICT19 | FICT18 | 1 | 647 | Rainfall_100yr | Rainfall | 0 | 0 | -19112.51 | 1.785 | -17.2528 | 0.684 | 19.448 | -5.873 | 0 | 0 | 1 | 7.926 | -17.0038 | 0.111 | 19.229 | -4.677 | 1 | -228.972 | 0 | 0 | -19093.02
FICT20.1 | FICT20 | FICT21 | 1 | 647 | Rainfall_100yr | Rainfall | 0 | 0 | 0.8 | 0.323 | 0.00042 | 0.001 | 16.849 | 0.003 | 0 | 0 | 1 | 6.301 | 0.01568 | 0 | 16.801 | 0.005 | 1 | -226.744 | 0 | 0 | 17.14
FICT22.1 | FICT22 | FICT23 | 1 | 647 | Rainfall_100yr | Rainfall | 0 | 0 | 59466.93 | 2.314 | 6.007 | 0.046 | 40.966 | 1.837 | 0 | 0 | 1 | 6.415 | 6.007 | 0.041 | 40.959 | 1.697 | 1 | -187.031 | 0 | 0 | 59486.32
FICT24.1 | FICT24 | FICT25 | 1 | 647 | Rainfall_100yr | Rainfall | 0 | 0 | 16.19 | 1.923 | 0.03614 | 0.028 | 43.873 | 0.073 | 0 | 0 | 1 | 5.871 | 0.04262 | 0.001 | 43.871 | 0.012 | 1 | -183.577 | 0 | 0 | 35.27
FICT26.1 | FICT26 | FICT27 | 1 | 647 | Rainfall_100yr | Rainfall | 0 | 0 | 13752.22 | 2.163 | 3.7771 | 0.087 | 54.384 | 1.164 | 0 | 0 | 1 | 6.363 | 3.7771 | 0.026 | 54.381 | 1.068 | 1 | -189.298 | 0 | 0 | 13771.48
FICT28.1 | FICT28 | FICT29 | 1 | 647 | Rainfall_100yr | Rainfall | 0 | 0 | -333951.25 | 2.197 | -7.6879 | 0.181 | 54.656 | -2.405 | 0 | 0 | 1 | 6.085 | -7.5562 | 0.052 | 54.635 | -2.154 | 1 | -182.412 | 0 | 0 | -333931.97
FICT30.1 | FICT30 | FICT34 | 1 | 647 | Rainfall_100yr | Rainfall | 0 | 0 | 28194.99 | 2.25 | 2.9615 | 0.05 | 56.613 | 0.907 | 0 | 0 | 1 | 6.6 | 2.9615 | 0.02 | 56.61 | 0.834 | 1 | -192.648 | 0 | 0 | 28214.41
FICT32.1 | FICT32 | FICT33 | 1 | 647 | Rainfall_100yr | Rainfall | 0 | 0 | -110716 | 2.328 | -3.3485 | 0.06 | 56.919 | -1.032 | 0 | 0 | 1 | 5.908 | -3.3072 | 0.023 | 56.914 | -0.946 | 1 | -174.866 | 0 | 0 | -110696.74
FICT36.1 | FICT36 | FICT35 | 1 | 647 | Rainfall_100yr | Rainfall | 0 | 0 | 16.98 | 1.9 | 0.01594 | 0.013 | 54.49 | 0.033 | 0 | 0 | 1 | 5.489 | 0.01929 | 0 | 54.489 | 0.006 | 1 | -175.012 | 0 | 0 | 36.04
FICT37.1 | FICT37 | FICT38 | 1 | 647 | Rainfall_100yr | Rainfall | 0 | 0 | 97942.85 | 2.355 | 3.9026 | 0.03 | 51.867 | 1.193 | 0 | 0 | 1 | 5.845 | 3.9026 | 0.027 | 51.864 | 1.115 | 1 | -172.557 | 0 | 0 | 97962.13
FICT39.1 | FICT39 | FICT40 | 1 | 647 | Rainfall_100yr | Rainfall | 0 | 0 | 13.07 | 1.649 | 0.08067 | 0.04 | 57.139 | 0.106 | 0 | 0 | 1 | 6.137 | 0.09738 | 0.001 | 57.137 | 0.028 | 1 | -195.724 | 0 | 0 | 31.92
FICT41.1 | FICT41 | FICT42 | 1 | 647 | Rainfall_100yr | Rainfall | 0 | 0 | 15.17 | 1.804 | 0.02168 | 0.018 | 59.138 | 0.049 | 0 | 0 | 1 | 6.136 | 0.02762 | 0 | 59.136 | 0.008 | 1 | -192.294 | 0 | 0 | 34.22
FICT43.1 | FICT43 | FICT44 | 1 | 647 | Rainfall_100yr | Rainfall | 0 | 0 | 87030.6 | 2.183 | 9.0634 | 0.146 | 74.417 | 2.79 | 0 | 0 | 1 | 6.31 | 9.0635 | 0.062 | 74.403 | 2.567 | 1 | -187.6 | 0 | 0 | 87049.92
FICT45.1 | FICT45 | FICT46 | 1 | 647 | Rainfall_100yr | Rainfall | 0 | 0 | 123285.89 | 2.585 | 12.1495 | 0.093 | 70.892 | 3.7 | 0 | 0 | 1 | 5.727 | 12.0392 | 0.083 | 70.866 | 3.45 | 1 | -163.702 | 0 | 0 | 123305.01
FICT47.1 | FICT47 | FICT48 | 1 | 647 | Rainfall_100yr | Rainfall | 0 | 0 | -320342.28 | 2.249 | -13.0639 | 0.292 | 77.783 | -4.019 | 0 | 0 | 1 | 6.577 | -13.0444 | 0.088 | 77.729 | -3.68 | 1 | -192.759 | 0 | 0 | -320323.13
FICT49.1 | FICT49 | FICT50 | 1 | 647 | Rainfall_100yr | Rainfall | 0 | 0 | 12.2 | 1.535 | 0.02623 | 0.022 | 66.885 | 0.058 | 0 | 0 | 1 | 5.883 | 0.03289 | 0 | 66.883 | 0.01 | 1 | -192.648 | 0 | 0 | 30.87
FICT51.1 | FICT51 | FICT52 | 1 | 647 | Rainfall_100yr | Rainfall | 0 | 0 | -36599.88 | 2.322 | -34.736 | 0.506 | 67.127 | -10.622 | 0 | 0 | 1 | 6.318 | -33.3839 | 0.227 | 66.706 | -9.45 | 1 | -185.933 | 0 | 0 | -36578.23
FICT53.1 | FICT53 | FICT54 | 1 | 647 | Rainfall_100yr | Rainfall | 0 | 0 | -101660.35 | 2.167 | -4.9708 | 0.121 | 76.387 | -1.559 | 0 | 0 | 1 | 6.386 | -4.8818 | 0.033 | 76.386 | -1.384 | 1 | -189.748 | 0 | 0 | -101641.11
FICT61.1 | FICT61 | FICT60 | 1 | 647 | Rainfall_100yr | Rainfall | 0 | 0 | 0 | 0.1 | 0 | 0 | 22.1 | 0 | 0 | 0 | 0.05 | 0.1 | 0 | 0 | 23.1 | 0 | 0 | 15.999 | 0 | 0 | 0
FICT62.2 | FICT62 | FICT63 | 2 | 647 | Rainfall_100yr | Rainfall | 0 | 0 | 1701.4 | 2.103 | 2.2255 | 0.232 | 24.11 | 0.69 | 0 | 0 | 1 | 1.155 | 2.0057 | 0.839 | 24.172 | 2.817 | 1 | 12.57 | 0 | 0 | 2486.86
PI0100-9641.1 | PI0100-9641 | PI0100-0 | 1 | 647 | Rainfall_100yr | Rainfall | 0 | 0 | 725053.06 | 1.209 | 9.814 | 0.999 | 1.852 | 6.429 | 0 | 0 | 2 | 82.762 | 9.9349 | 2.705 | 86.791 | 9.587 | 2 | 2.129 | 0 | 0 | 768443.31
PI0300-10070.1 | PI0300-10070 | PI0300-9766 | 1 | 647 | Rainfall_100yr | Rainfall | 0 | 0 | 284951.84 | 6.943 | 17.6213 | 0.828 | 28.997 | 5.24 | 0 | 0 | 2 | 7.101 | 17.693 | 0.768 | 29.969 | 5.154 | 2 | 11.69 | 0 | 0 | 284951.84
PI0300-10339.1 | PI0300-10339 | PI0300-10070 | 1 | 647 | Rainfall_100yr | Rainfall | 0 | 0 | 284951.84 | 7.135 | 17.7464 | 0.716 | 30.003 | 5.164 | 0 | 0 | 2 | 7.323 | 17.8036 | 0.746 | 30.869 | 5.084 | 2 | 11.367 | 0 | 0 | 284951.88
PI0300-10465.1 | PI0300-10465 | PI0300-10339 | 1 | 647 | Rainfall_100yr | Rainfall | 0 | 0 | 255724.25 | 7.47 | 15.6166 | 0.495 | 31.103 | 4.426 | 0 | 0 | 1 | 6.199 | 15.6387 | 1.702 | 31.746 | 7.414 | 1 | 27.756 | 0 | 0 | 255724.27
PI0300-10656.1 | PI0300-10656 | PI0300-10465 | 1 | 647 | Rainfall_100yr | Rainfall | 0 | 0 | 197001.28 | 6.422 | 14.0266 | 0.597 | 31.916 | 3.963 | 0 | 0 | 1 | 4.672 | 14.0278 | 1.614 | 32.723 | 7.408 | 1 | 26.09 | 0 | 0 | 197001.3
PI0300-10914.1 | PI0300-10914 | PI0300-10656 | 1 | 647 | Rainfall_100yr | Rainfall | 0 | 0 | 179418.86 | 4.717 | 11.8217 | 0.955 | 32.689 | 5.273 | 0 | 0 | 1 | 6.587 | 11.8159 | 0.085 | 33.368 | 3.331 | 1 | -15.308 | 0 | 0 | 179706.78
PI0300-10949.1 | PI0300-10949 | PI0300-10914 | 1 | 647 | Rainfall_100yr | Rainfall | 0 | 0 | 88253.98 | 6.616 | 10.6075 | 0.072 | 33.364 | 2.986 | 0 | 0 | 1 | 6.043 | 10.6078 | 0.374 | 33.454 | 3.019 | 1 | 30.986 | 0 | 0 | 88306.7
PI0300-1907.1 | PI0300-1907 | CC0100-0 | 1 | 647 | Rainfall_100yr | Rainfall | 0 | 0 | 4028798.5 | 8.91 | 236.9874 | 0.263 | 11.3 | 7.14 | 0 | 0 | 2 | 8.58 | 236.9905 | 0.554 | 11.3 | 7.136 | 2 | 97.801 | 0 | 0 | 4033190.25
PI0300-2041.1 | PI0300-2041 | PI0300-1907 | 1 | 647 | Rainfall_100yr | Rainfall | 0 | 0 | 4033524.25 | 8.91 | 236.9971 | 0.249 | 11.3 | 7.117 | 0 | 0 | 2 | 8.58 | 237 | 0.453 | 11.3 | 7.113 | 2 | 97.801 | 0 | 0 | 4037915.75
PI0300-2078.1 | PI0300-2078 | PI0300-2041 | 1 | 647 | Rainfall_100yr | Rainfall | 0 | 0 | 3987468.75 | 8.58 | 236.1929 | 0.421 | 11.3 | 7.083 | 0 | 0 | 2 | 8.487 | 236.1937 | 0.517 | 11.366 | 7.082 | 2 | 97.801 | 0 | 0 | 3988692.75
PI0300-2167.1 | PI0300-2167 | PI0300-2078 | 1 | 647 | Rainfall_100yr | Rainfall | 0 | 0 | 4006375.25 | 8.487 | 236.2269 | 0.491 | 11.594 | 7.076 | 0 | 0 | 2 | 8.262 | 236.2295 | 0.671 | 11.914 | 7.074 | 2 | 99.071 | 0 | 0 | 4009299
PI0300-2263.1 | PI0300-2263 | PI0300-2167 | 1 | 647 | Rainfall_100yr | Rainfall | 0 | 0 | 1740830.38 | 8.407 | 114.1081 | 0.223 | 11.558 | 3.428 | 0 | 0 | 2 | 8.214 | 114.1179 | 0.382 | 11.612 | 3.431 | 2 | 99.071 | 0 | 0 | 1743986.63
PI0300-2538.1 | PI0300-2538 | PI0300-2263 | 1 | 647 | Rainfall_100yr | Rainfall | 0 | 0 | 1744286.63 | 8.286 | 114.1478 | 0.36 | 11.687 | 3.43 | 0 | 0 | 2 | 7.742 | 114.1754 | 0.744 | 11.84 | 3.437 | 2 | 99.071 | 0 | 0 | 1753284.5
PI0300-2917.1 | PI0300-2917 | PI0300-2538 | 1 | 647 | Rainfall_100yr | Rainfall | 0 | 0 | 1753557.63 | 7.762 | 114.2046 | 0.698 | 11.86 | 3.438 | 0 | 0 | 2 | 7.01 | 114.2418 | 0.782 | 12.071 | 3.448 | 2 | 99.071 | 0 | 0 | 1765931.75
PI0300-3069.1 | PI0300-3069 | PI0300-2917 | 1 | 647 | Rainfall_100yr | Rainfall | 0 | 0 | 1766167.75 | 7.032 | 114.2701 | 0.727 | 12.093 | 3.448 | 0 | 0 | 2 | 6.73 | 114.2848 | 0.778 | 12.178 | 3.611 | 2 | 99.071 | 0 | 0 | 1771132.13
PI0300-3567.1 | PI0300-3567 | PI0300-3069 | 1 | 647 | Rainfall_100yr | Rainfall | 0 | 0 | 1771385.88 | 6.762 | 114.3171 | 0.98 | 12.409 | 5.677 | 0 | 0 | 1 | 6.136 | 114.3466 | 0.874 | 13.052 | 6.29 | 1 | 131.21 | 0 | 0 | 1781195.5
PI0300-4183.1 | PI0300-4183 | PI0300-3567 | 1 | 647 | Rainfall_100yr | Rainfall | 0 | 0 | 1781392.5 | 6.194 | 114.3776 | 0.796 | 13.112 | 6.022 | 0 | 0 | 1 | 5.439 | 114.5869 | 0.87 | 14.042 | 7.371 | 1 | 131.21 | 0 | 0 | 1791281.63
PI0300-4285.1 | PI0300-4285 | PI0300-4183 | 1 | 647 | Rainfall_100yr | Rainfall | 0 | 0 | 1791409.5 | 5.532 | 114.6311 | 0.762 | 14.165 | 6.87 | 0 | 0 | 1 | 5.463 | 114.7088 | 0.816 | 14.359 | 7.039 | 1 | 131.21 | 0 | 0 | 1792638.25
PI0300-4405.1 | PI0300-4405 | PI0300-4285 | 1 | 647 | Rainfall_100yr | Rainfall | 0 | 0 | 1792754.75 | 5.559 | 114.7649 | 0.745 | 14.455 | 6.727 | 0 | 0 | 1 | 5.481 | 114.911 | 0.816 | 14.685 | 6.96 | 1 | 131.21 | 0 | 0 | 1794033.75
PI0300-4655.1 | PI0300-4655 | PI0300-4405 | 1 | 647 | Rainfall_100yr | Rainfall | 0 | 0 | 1794136.75 | 5.583 | 115.0008 | 0.743 | 14.786 | 6.656 | 0 | 0 | 1 | 5.424 | 115.9612 | 0.848 | 15.268 | 7.097 | 1 | 131.21 | 0 | 0 | 1796211
PI0300-4786.1 | PI0300-4786 | PI0300-4655 | 1 | 647 | Rainfall_100yr | Rainfall | 0 | 0 | 1796286 | 5.552 | 116.0682 | 0.748 | 15.393 | 6.7 | 0 | 0 | 1 | 5.47 | 116.693 | 0.821 | 15.646 | 6.987 | 1 | 131.21 | 0 | 0 | 1797059.25
PI0300-4965.1 | PI0300-4965 | PI0300-4786 | 1 | 647 | Rainfall_100yr | Rainfall | 0 | 0 | 1572072.38 | 5.603 | 91.3491 | 0.695 | 15.727 | 6.135 | 0 | 0 | 1 | 5.509 | 91.9307 | 0.806 | 16.089 | 6.434 | 1 | 99.071 | 0 | 0 | 1572769.88
PI0300-5742.1 | PI0300-5742 | PI0300-4965 | 1 | 647 | Rainfall_100yr | Rainfall | 0 | 0 | 1572806.88 | 5.633 | 92 | 0.762 | 16.471 | 7.179 | 0 | 0 | 2 | 6.6 | 92.112 | 0.84 | 19.404 | 7.024 | 2 | 72.367 | 0 | 0 | 1573296.13
PI0300-6097.1 | PI0300-6097 | PI0300-5742 | 1 | 647 | Rainfall_100yr | Rainfall | 0 | 0 | 1573296.25 | 6.766 | 92.1655 | 0.748 | 19.569 | 7.022 | 0 | 0 | 2 | 7.209 | 92.2026 | 0.835 | 20.91 | 7.004 | 2 | 72.367 | 0 | 0 | 1573299.88
PI0300-6961.1 | PI0300-6961 | PI0300-6097 | 1 | 647 | Rainfall_100yr | Rainfall | 0 | 0 | 1573300 | 7.775 | 92.2549 | 0.582 | 21.473 | 6.987 | 0 | 0 | 2 | 8.862 | 92.3403 | 0.839 | 24.751 | 6.945 | 2 | 72.367 | 0 | 0 | 1573308.63
PI0300-7047.1 | PI0300-7047 | PI0300-6961 | 1 | 647 | Rainfall_100yr | Rainfall | 0 | 0 | 1573310.5 | 9.444 | 92.3874 | 0.227 | 24.874 | 3.993 | 0 | 0 | 2 | 9.395 | 92.4115 | 0.512 | 25.044 | 3.996 | 2 | 33.603 | 0 | 0 | 1573315.63
PI0300-7214.1 | PI0300-7214 | PI0300-7047 | 1 | 647 | Rainfall_100yr | Rainfall | 0 | 0 | 1573315.75 | 9.451 | 92.4589 | 0.945 | 25.558 | 6.939 | 0 | 0 | 2 | 9.666 | 92.4745 | 0.824 | 26.2 | 6.943 | 2 | 72.367 | 0 | 0 | 1573317.25
PI0300-7560.1 | PI0300-7560 | PI0300-7214 | 1 | 647 | Rainfall_100yr | Rainfall | 0 | 0 | 915101 | 10.16 | 61.7636 | 0.531 | 26.01 | 4.652 | 0 | 0 | 1 | 9.305 | 61.7854 | 0.792 | 26.036 | 4.819 | 1 | 72.367 | 0 | 0 | 915104.25
PI0300-7803.1 | PI0300-7803 | PI0300-7560 | 1 | 647 | Rainfall_100yr | Rainfall | 0 | 0 | 919817.38 | 9.307 | 51.1772 | 0.64 | 26.153 | 4.476 | 0 | 0 | 1 | 8.859 | 50.9116 | 0.806 | 26.324 | 5.049 | 1 | 72.367 | 0 | 0 | 919819.69
PI0300-7932.1 | PI0300-7932 | PI0300-7803 | 1 | 647 | Rainfall_100yr | Rainfall | 0 | 0 | 919819.81 | 8.88 | 50.8708 | 0.748 | 26.345 | 4.91 | 0 | 0 | 1 | 8.644 | 50.6861 | 0.809 | 26.435 | 5.213 | 1 | 72.367 | 0 | 0 | 919821.13
PI0300-8118.1 | PI0300-8118 | PI0300-7932 | 1 | 647 | Rainfall_100yr | Rainfall | 0 | 0 | 919821.25 | 8.669 | 50.6318 | 0.737 | 26.461 | 5.017 | 0 | 0 | 1 | 8.327 | 50.3246 | 0.82 | 26.593 | 5.415 | 1 | 72.367 | 0 | 0 | 919823.19
PI0300-8266.1 | PI0300-8266 | PI0300-8118 | 1 | 647 | Rainfall_100yr | Rainfall | 0 | 0 | 920171.69 | 8.418 | 50.2563 | 0.647 | 26.768 | 5.38 | 0 | 0 | 1 | 8.252 | 50.237 | 0.777 | 26.979 | 5.487 | 1 | 50.687 | 0 | 0 | 920173.94
PI0300-8763.1 | PI0300-8763 | PI0300-8266 | 1 | 647 | Rainfall_100yr | Rainfall | 0 | 0 | 822739.13 | 8.446 | 45.5746 | 0.496 | 27.124 | 4.587 | 0 | 0 | 1 | 7.728 | 45.4406 | 0.815 | 27.67 | 5.281 | 1 | 50.687 | 0 | 0 | 822744.38
PI0300-9197.1 | PI0300-9197 | PI0300-8763 | 1 | 647 | Rainfall_100yr | Rainfall | 0 | 0 | 728442.88 | 7.757 | 37.9232 | 0.678 | 27.66 | 4.533 | 0 | 0 | 1 | 7.025 | 39.367 | 0.819 | 28.03 | 5.492 | 1 | 50.687 | 0 | 0 | 728446.75
PI0300-9285.1 | PI0300-9285 | PI0300-9197 | 1 | 647 | Rainfall_100yr | Rainfall | 0 | 0 | 728446.88 | 7.089 | 39.4471 | 0.654 | 28.094 | 4.92 | 0 | 0 | 2 | 7.123 | 40.1348 | 0.568 | 28.168 | 4.719 | 2 | 21.453 | 0 | 0 | 728448.13
PI0300-9403.1 | PI0300-9403 | PI0300-9285 | 1 | 647 | Rainfall_100yr | Rainfall | 0 | 0 | 467939.78 | 7.144 | 25.163 | 0.396 | 28.115 | 2.925 | 0 | 0 | 2 | 7.132 | 25.9092 | 0.384 | 28.157 | 2.953 | 2 | 21.453 | 0 | 0 | 467941.88
PI0300-9442.1 | PI0300-9442 | PI0300-9403 | 1 | 647 | Rainfall_100yr | Rainfall | 0 | 0 | 467942.19 | 7.141 | 25.9956 | 0.376 | 28.165 | 2.939 | 0 | 0 | 2 | 7.153 | 26.282 | 0.366 | 28.179 | 2.937 | 2 | 5.824 | 0 | 0 | 467943
PI0300-9554.1 | PI0300-9554 | PI0300-9442 | 1 | 647 | Rainfall_100yr | Rainfall | 0 | 0 | 467943.34 | 7.162 | 26.3812 | 0.359 | 28.188 | 2.924 | 0 | 0 | 1 | 7.086 | 27.2049 | 0.381 | 28.228 | 3.014 | 1 | 32.301 | 0 | 0 | 467945.09
PI0300-9583.1 | PI0300-9583 | PI0300-9554 | 1 | 647 | Rainfall_100yr | Rainfall | 0 | 0 | 371503.59 | 7.095 | 22.2357 | 0.329 | 28.195 | 2.45 | 0 | 0 | 1 | 7.067 | 22.4484 | 0.335 | 28.197 | 2.477 | 1 | 32.301 | 0 | 0 | 371503.97
PI0300-9766.1 | PI0300-9766 | PI0300-9583 | 1 | 647 | Rainfall_100yr | Rainfall | 0 | 0 | 284950.66 | 7.075 | 17.5147 | 0.343 | 28.388 | 5.255 | 0 | 0 | 2 | 6.909 | 17.5607 | 0.909 | 28.964 | 5.23 | 2 | 14.398 | 0 | 0 | 284951.84
PI0301-103.1 | PI0301-103 | PI0300-8763 | 1 | 647 | Rainfall_100yr | Rainfall | 0 | 0 | 94301.6 | 5.798 | 7.7268 | 1.569 | 27.764 | 10.065 | 0 | 0 | 2 | 7.093 | 8.0124 | 0.663 | 29.409 | 6.91 | 2 | 1.795 | 0 | 0 | 94301.86
PI0302-456.1 | PI0302-456 | PI0300-9285 | 1 | 647 | Rainfall_100yr | Rainfall | 0 | 0 | 16224.5 | 7.144 | 2.6061 | 0.105 | 28.064 | 1.732 | 0 | 0 | 1 | 6.227 | 2.6948 | 0.543 | 28.099 | 1.876 | 1 | 2.918 | 0 | 0 | 16227.34
PI0302-857.1 | PI0302-857 | PI0302-456 | 1 | 647 | Rainfall_100yr | Rainfall | 0 | 0 | 17227.28 | 6.231 | 2.9176 | 0.526 | 28.124 | 1.927 | 0 | 0 | 2 | 6.378 | 3.1147 | 0.517 | 28.877 | 2.065 | 2 | 2.498 | 0 | 0 | 17227.28
PI030301-107.1 | PI030301-107 | PI0303-539 | 1 | 647 | Rainfall_100yr | Rainfall | 0 | 0 | 36333.82 | 6.919 | 2.8155 | 0.29 | 31.404 | 2.549 | 0 | 0 | 1 | 4.578 | 2.8676 | 1.901 | 31.548 | 5.781 | 1 | 5.429 | 0 | 0 | 36333.85
PI030301-248.1 | PI030301-248 | PI030301-107 | 1 | 647 | Rainfall_100yr | Rainfall | 0 | 0 | 39819.32 | 4.587 | 2.9724 | 0.927 | 31.637 | 3.316 | 0 | 0 | 2 | 5.068 | 3.0645 | 0.72 | 32.56 | 2.915 | 2 | 1.965 | 0 | 0 | 39819.53
PI030302-1046.1 | PI030302-1046 | PI030302-691 | 1 | 647 | Rainfall_100yr | Rainfall | 0 | 0 | 33866.07 | 5.098 | 3.1197 | 0.994 | 31.939 | 3.64 | 0 | 0 | 2 | 5.046 | 3.1182 | 0.597 | 32.576 | 2.059 | 2 | 2.808 | 0 | 0 | 33866.16
PI030302-1313.1 | PI030302-1313 | PI030302-1046 | 1 | 647 | Rainfall_100yr | Rainfall | 0 | 0 | 33873.56 | 5.726 | 3.1185 | 0.096 | 32.583 | 2 | 0 | 0 | 1 | 5.658 | 3.1201 | 0.454 | 33.189 | 2.005 | 1 | 3.236 | 0 | 0 | 33962.12
PI030302-238.1 | PI030302-238 | PI0303-539 | 1 | 647 | Rainfall_100yr | Rainfall | 0 | 0 | 106157.77 | 6.919 | 8.7805 | 0.572 | 31.409 | 4.363 | 0 | 0 | 2 | 6.644 | 8.8459 | 0.58 | 31.56 | 4.221 | 2 | 4.41 | 0 | 0 | 106157.8
PI030302-291.1 | PI030302-291 | PI030302-238 | 1 | 647 | Rainfall_100yr | Rainfall | 0 | 0 | 102787.13 | 6.656 | 6.3559 | 0.518 | 31.603 | 3.051 | 0 | 0 | 2 | 6.79 | 6.231 | 0.535 | 31.792 | 2.972 | 2 | 4.104 | 0 | 0 | 102787.14
PI030302-368.1 | PI030302-368 | PI030302-291 | 1 | 647 | Rainfall_100yr | Rainfall | 0 | 0 | 45287.31 | 6.795 | -5.7681 | 0.517 | 31.858 | -2.656 | 0 | 0 | 2 | 6.273 | -5.6674 | 0.665 | 31.541 | -2.649 | 2 | 5.216 | 0 | 0 | 45287.32
PI030302-691.1 | PI030302-691 | PI030302-368 | 1 | 647 | Rainfall_100yr | Rainfall | 0 | 0 | 88163.04 | 6.218 | 4.9548 | 0.634 | 31.405 | 3.405 | 0 | 0 | 2 | 5.947 | 5.0536 | 0.66 | 31.912 | 3.301 | 2 | 3.111 | 0 | 0 | 88163.15
PI0303-539.1 | PI0303-539 | PI0300-9285 | 1 | 647 | Rainfall_100yr | Rainfall | 0 | 0 | 217149.63 | 7.144 | 11.1928 | 0.339 | 28.263 | 5.766 | 0 | 0 | 2 | 6.758 | 11.1725 | 1.149 | 31.452 | 5.302 | 2 | 8.53 | 0 | 0 | 217151.28
PI0304-260.1 | PI0304-260 | PI0300-9583 | 1 | 647 | Rainfall_100yr | Rainfall | 0 | 0 | 86556.4 | 7.075 | 7.2081 | 0.188 | 28.262 | 3.837 | 0 | 0 | 2 | 5.367 | 7.1997 | 0.949 | 27.782 | 3.838 | 2 | 7.195 | 0 | 0 | 86560.04
PI0304-537.1 | PI0304-537 | PI0304-260 | 1 | 647 | Rainfall_100yr | Rainfall | 0 | 0 | 86560.2 | 5.354 | 7.2117 | 0.85 | 27.769 | 3.831 | 0 | 0 | 2 | 4.503 | 7.2304 | 0.499 | 27.249 | 3.707 | 2 | 3.629 | 0 | 0 | 86564.92
PI0304-749.1 | PI0304-749 | PI0304-537 | 1 | 647 | Rainfall_100yr | Rainfall | 0 | 0 | 110839.05 | 4.491 | 7.2499 | 0.485 | 27.214 | 3.726 | 0 | 0 | 1 | 4.785 | 7.3372 | 0.301 | 27.51 | 3.656 | 1 | -1.019 | 0 | 0 | 110845.79
PI0305-298.1 | PI0305-298 | PI0300-10339 | 1 | 647 | Rainfall_100yr | Rainfall | 0 | 0 | 29228.2 | 7.47 | 2.8249 | 0.251 | 30.858 | 1.797 | 0 | 0 | 1 | 6.345 | 2.9852 | 0.609 | 30.377 | 1.907 | 1 | 2.993 | 0 | 0 | 29228.55
PI030601-137.1 | PI030601-137 | PI0306-84 | 1 | 647 | Rainfall_100yr | Rainfall | 0 | 0 | 42933.94 | 6.133 | 3.8414 | 0.515 | 31.868 | 3.415 | 0 | 0 | 2 | 6.782 | 3.8498 | 0.981 | 33.296 | 3.268 | 2 | 2.706 | 0 | 0 | 42933.95
PI030602-69.1 | PI030602-69 | PI0306-538 | 1 | 647 | Rainfall_100yr | Rainfall | 0 | 0 | 5955.4 | 4.909 | 1.1435 | 0.292 | 31.733 | 1.101 | 0 | 0 | 1 | 4.757 | 1.1498 | 0.541 | 31.752 | 1.307 | 1 | 1.766 | 0 | 0 | 5955.6
PI0306-495.1 | PI0306-495 | PI0306-84 | 1 | 647 | Rainfall_100yr | Rainfall | 0 | 0 | 15792.91 | 6.133 | -2.239 | 0.307 | 31.744 | -1.409 | 0 | 0 | 1 | 5.022 | -2.2389 | 0.523 | 31.256 | 1.589 | 1 | 2.508 | 0 | 0 | 15792.94
PI0306-538.1 | PI0306-538 | PI0306-495 | 1 | 647 | Rainfall_100yr | Rainfall | 0 | 0 | 30739.86 | 5.005 | 3.7271 | 0.541 | 31.391 | 3.471 | 0 | 0 | 1 | 4.877 | 3.7271 | 1.433 | 31.887 | 3.967 | 1 | 4.279 | 0 | 0 | 30739.86
PI0306-660.1 | PI0306-660 | PI0306-538 | 1 | 647 | Rainfall_100yr | Rainfall | 0 | 0 | 22543.16 | 4.909 | 2.2845 | 0.93 | 31.797 | 2.637 | 0 | 0 | 2 | 5.162 | 2.2945 | 0.586 | 32.29 | 2.182 | 2 | 1.58 | 0 | 0 | 22543.43
PI0306-84.1 | PI0306-84 | PI0300-10465 | 1 | 647 | Rainfall_100yr | Rainfall | 0 | 0 | 58725.13 | 6.422 | 4.1963 | 0.628 | 31.683 | 2.82 | 0 | 0 | 2 | 6.131 | 4.2419 | 0.783 | 31.723 | 2.846 | 2 | 4.056 | 0 | 0 | 58726.85
PI0307-204.1 | PI0307-204 | PI0300-10914 | 1 | 647 | Rainfall_100yr | Rainfall | 0 | 0 | 91473.65 | 6.616 | 7.8918 | 0.219 | 33.235 | 5.696 | 0 | 0 | 2 | 6.081 | 8.018 | 0.664 | 33.466 | 5.207 | 2 | 3.623 | 0 | 0 | 91687.36
PI0308-132.1 | PI0308-132 | PI0300-10656 | 1 | 647 | Rainfall_100yr | Rainfall | 0 | 0 | 17584.57 | 4.717 | 2.3667 | 0.165 | 32.579 | 2.251 | 0 | 0 | 1 | 6.181 | 2.3704 | 0.087 | 33.116 | 2.063 | 1 | -2.977 | 0 | 0 | 17650.47
PI0400-35.1 | PI0400-35 | CC0100-1030 | 1 | 647 | Rainfall_100yr | Rainfall | 0 | 0 | -3251255.75 | 10.379 | -85.2293 | 0.403 | 13.285 | -10.929 | 0 | 0 | 2 | 10.039 | -85.2293 | 0.626 | 13.036 | -10.96 | 2 | 47.168 | 0 | 0 | -3251133
PI0400-534.1 | PI0400-534 | PI0400-35 | 1 | 647 | Rainfall_100yr | Rainfall | 0 | 0 | -3793.77 | 7.257 | -2.6489 | 0.032 | 10.777 | -0.357 | 0 | 0 | 1 | 4.867 | -0.15804 | 0.004 | 10.777 | -0.028 | 1 | 46.195 | 0 | 0 | -111.86
PI0401-61.1 | PI0401-61 | PI0400-35 | 1 | 647 | Rainfall_100yr | Rainfall | 0 | 0 | -3247107.5 | 10.077 | -85.2293 | 0.671 | 12.643 | -10.957 | 0 | 0 | 1 | 15.216 | -85.2293 | 0.166 | 11.93 | -10.502 | 1 | -290.76 | 0 | 0 | -3246879.75
PI0500-10808.1 | PI0500-10808 | PI0500-9959 | 1 | 647 | Rainfall_100yr | Rainfall | 0 | 0 | 13088748 | 10.065 | 238.7 | 0.576 | 37.711 | 5.807 | 0 | 0 | 2 | 9.676 | 238.6939 | 0.671 | 39.271 | 5.793 | 2 | 100.114 | 0 | 0 | 13112905
PI0500-11939.1 | PI0500-11939 | PI0500-10808 | 1 | 647 | Rainfall_100yr | Rainfall | 0 | 0 | 11322401 | 9.75 | 203.0121 | 0.578 | 39.229 | 5.053 | 0 | 0 | 2 | 9.789 | 203.2297 | 0.669 | 41.025 | 5.54 | 2 | 100.062 | 0 | 0 | 11338200
PI0500-1817.1 | PI0500-1817 | CC0100-3146 | 1 | 647 | Rainfall_100yr | Rainfall | 0 | 0 | 16539567 | 9.51 | 304.9931 | 0.992 | 14.017 | 8.384 | 0 | 0 | 2 | 11.375 | 304.9976 | 0.642 | 18.022 | 7.6 | 2 | 218.071 | 0 | 0 | 16608153
PI0500-1817.2 | PI0500-1817 | PI0501-0 | 2 | 647 | Rainfall_100yr | Rainfall | 0 | 0 | -863217.06 | 8.272 | -75.7178 | 0.605 | 17.827 | -5.706 | 0 | 0 | 1 | 7.779 | -75.7117 | 0.859 | 17.834 | -7.118 | 1 | 392.668 | 0 | 0 | -862907.63
PI0500-3130.1 | PI0500-3130 | PI0500-1817 | 1 | 647 | Rainfall_100yr | Rainfall | 0 | 0 | 15745757 | 12.046 | 346.053 | 0.518 | 18.949 | 8.614 | 0 | 0 | 1 | 10.156 | 346.0641 | 1.218 | 22.624 | 9.619 | 1 | 427.205 | 0 | 0 | 15780580
PI0500-3768.1 | PI0500-3768 | PI0500-3130 | 1 | 647 | Rainfall_100yr | Rainfall | 0 | 0 | 257120.3 | 10.295 | 19.6115 | 1.355 | 22.071 | 5.298 | 0 | 0 | 1 | 7.767 | 19.6581 | 1.48 | 25.993 | 6.034 | 1 | 22.572 | 0 | 0 | 257750.59
PI0500-4622.1 | PI0500-4622 | PI0500-3130 | 1 | 647 | Rainfall_100yr | Rainfall | 0 | 0 | 15523665 | 2.496 | 328.8942 | 0.999 | 22.863 | 8.171 | 0 | 0 | 0.96 | 3.853 | 328.9489 | 0.525 | 24.058 | 5.414 | 1 | 91.726 | 0 | 0 | 15547093
PI0500-5524.1 | PI0500-5524 | PI0500-4622 | 1 | 647 | Rainfall_100yr | Rainfall | 0 | 0 | 15547209 | 3.971 | 328.9497 | 0.996 | 25.224 | 9.845 | 0 | 0 | 2 | 5.926 | 329.0002 | 0.761 | 28.178 | 8.069 | 2 | 113.768 | 0 | 0 | 15560752
PI0500-5975.1 | PI0500-5975 | PI0500-5524 | 1 | 647 | Rainfall_100yr | Rainfall | 0 | 0 | 15553227 | 6.452 | 329.0012 | 0.624 | 28.701 | 8.056 | 0 | 0 | 2 | 7.537 | 329.0023 | 0.673 | 30.429 | 8.028 | 2 | 101.151 | 0 | 0 | 15562186
PI0500-7443.1 | PI0500-7443 | PI0500-5975 | 1 | 647 | Rainfall_100yr | Rainfall | 0 | 0 | 14979410 | 7.708 | 276.4835 | 0.593 | 30.281 | 6.75 | 0 | 0 | 2 | 9.511 | 276.36 | 0.678 | 34.219 | 6.705 | 2 | 100.725 | 0 | 0 | 15008713
PI0500-8510.1 | PI0500-8510 | PI0500-7443 | 1 | 647 | Rainfall_100yr | Rainfall | 0 | 0 | 14442071 | 9.626 | 256.8347 | 0.606 | 34.126 | 6.271 | 0 | 0 | 2 | 10.113 | 256.8242 | 0.676 | 36.3 | 6.249 | 2 | 100.699 | 0 | 0 | 14464713
PI0500-9959.1 | PI0500-9959 | PI0500-8510 | 1 | 647 | Rainfall_100yr | Rainfall | 0 | 0 | 13057650 | 10.199 | 238.7142 | 0.6 | 36.161 | 5.835 | 0 | 0 | 2 | 10.022 | 238.699 | 0.601 | 37.668 | 5.808 | 2 | 88.702 | 0 | 0 | 13088634
PI0501-0.1 | PI0501-0 | CUL07 | 1 | 647 | Rainfall_100yr | Rainfall | 0 | 0 | 6043052.5 | 8.42 | 213.0934 | 0.139 | 17.703 | 1.443 | 0 | 0 | 0.77 | 8.384 | 213.6573 | 0.292 | 17.817 | 2.183 | 1 | 372.553 | 0 | 0 | 6064986
PI0502-273.1 | PI0502-273 | PI0500-5975 | 1 | 647 | Rainfall_100yr | Rainfall | 0 | 0 | 582884.94 | 5.208 | 57.4871 | 0.951 | 29.895 | 4.393 | 0 | 0 | 1 | 4.963 | 57.4896 | 0.794 | 30.333 | 4.399 | 1 | 71.748 | 0 | 0 | 582886.38
PI0502-500.1 | PI0502-500 | PI0502-273 | 1 | 647 | Rainfall_100yr | Rainfall | 0 | 0 | 582886.38 | 5.014 | 57.4944 | 0.738 | 30.384 | 4.398 | 0 | 0 | 1 | 4.81 | 57.4965 | 0.809 | 30.751 | 4.403 | 1 | 71.876 | 0 | 0 | 582886.44
PI0502-513.1 | PI0502-513 | PI0502-500 | 1 | 647 | Rainfall_100yr | Rainfall | 0 | 0 | 582886.44 | 4.643 | 57.5008 | 0.975 | 30.802 | 4.727 | 0 | 0 | 1 | 4.632 | 57.5009 | 0.95 | 30.823 | 4.639 | 1 | 71.876 | 0 | 0 | 582886.44
PI0502-536.1 | PI0502-536 | PI0502-513 | 1 | 647 | Rainfall_100yr | Rainfall | 0 | 0 | 582886.44 | 4.861 | 57.5053 | 0.622 | 31.051 | 4.402 | 0 | 0 | 1 | 4.857 | 57.5055 | 0.633 | 31.088 | 4.402 | 1 | 60.372 | 0 | 0 | 582886.44
PI0502-608.1 | PI0502-608 | PI0502-536 | 1 | 647 | Rainfall_100yr | Rainfall | 0 | 0 | 582886.44 | 4.908 | 57.5099 | 0.604 | 31.139 | 4.402 | 0 | 0 | 2 | 4.934 | 57.5105 | 0.6 | 31.255 | 4.401 | 2 | 50.743 | 0 | 0 | 582886.44
PI0503-395.1 | PI0503-395 | PI0500-7443 | 1 | 647 | Rainfall_100yr | Rainfall | 0 | 0 | 432102.91 | 9.626 | 36.438 | 0.875 | 34.275 | 6.613 | 0 | 0 | 2 | 11.58 | 36.4624 | 0.748 | 37.206 | 6.451 | 2 | 20.532 | 0 | 0 | 433831.22
PI0504-1261.1 | PI0504-1261 | PI0504-935 | 1 | 647 | Rainfall_100yr | Rainfall | 0 | 0 | 1099224.38 | 6.345 | 40.4651 | 0.61 | 38.796 | 5.403 | 0 | 0 | 1 | 9.725 | 40.4602 | 0.085 | 39.756 | 5.238 | 1 | -57.269 | 0 | 0 | 1100222.88
PI0504-1661.1 | PI0504-1661 | PI0504-1261 | 1 | 647 | Rainfall_100yr | Rainfall | 0 | 0 | 1109405.38 | 9.964 | 40.6422 | 0.085 | 40.067 | 5.231 | 0 | 0 | 1 | 7.348 | 40.6398 | 1.435 | 41.671 | 7.006 | 1 | 68.355 | 0 | 0 | 1110062.38
PI0504-2041.1 | PI0504-2041 | PI0504-1661 | 1 | 647 | Rainfall_100yr | Rainfall | 0 | 0 | 1110066 | 7.423 | 40.6377 | 1.014 | 41.746 | 6.051 | 0 | 0 | 1 | 7.294 | 40.6356 | 1.015 | 43.168 | 6.302 | 1 | 42.604 | 0 | 0 | 1110080.63
PI0504-2441.1 | PI0504-2441 | PI0504-2041 | 1 | 647 | Rainfall_100yr | Rainfall | 0 | 0 | 1110081 | 7.369 | 40.6335 | 0.901 | 43.243 | 5.929 | 0 | 0 | 2 | 8.187 | 40.6312 | 0.663 | 44.735 | 5.518 | 2 | 27.504 | 0 | 0 | 1110093.88
PI0504-2757.1 | PI0504-2757 | PI0504-2441 | 1 | 647 | Rainfall_100yr | Rainfall | 0 | 0 | 1110094.5 | 8.262 | 40.6292 | 0.629 | 44.809 | 5.473 | 0 | 0 | 2 | 8.846 | 40.6275 | 0.688 | 45.989 | 5.449 | 2 | 29.047 | 0 | 0 | 1110104
PI0504-300.1 | PI0504-300 | PI0500-8510 | 1 | 647 | Rainfall_100yr | Rainfall | 0 | 0 | 1098578.38 | 6.449 | 40.5995 | 0.862 | 35.96 | 4.557 | 0 | 0 | 1 | 7.011 | 40.4961 | 0.393 | 36.181 | 2.019 | 1 | -45.422 | 0 | 0 | 1099181.5
PI0504-3096.1 | PI0504-3096 | PI0504-2757 | 1 | 647 | Rainfall_100yr | Rainfall | 0 | 0 | 1110104.5 | 9.218 | 40.6258 | 0.528 | 46.358 | 5.467 | 0 | 0 | 2 | 9.909 | 40.6241 | 0.646 | 47.624 | 5.442 | 2 | 27.574 | 0 | 0 | 1110114.13
PI0504-600.1 | PI0504-600 | PI0504-300 | 1 | 647 | Rainfall_100yr | Rainfall | 0 | 0 | 1099197.88 | 5.843 | 40.4858 | 0.992 | 36.518 | 5.922 | 0 | 0 | 2 | 5.926 | 40.4813 | 0.845 | 37.44 | 5.439 | 2 | 35.298 | 0 | 0 | 1099209.88
PI0504-935.1 | PI0504-935 | PI0504-600 | 1 | 647 | Rainfall_100yr | Rainfall | 0 | 0 | 1099210.63 | 5.989 | 40.4757 | 0.777 | 37.503 | 5.435 | 0 | 0 | 2 | 6.08 | 40.4706 | 0.84 | 38.533 | 5.42 | 2 | 35.336 | 0 | 0 | 1099223.75
PI0505-1152.1 | PI0505-1152 | PI0505-615 | 1 | 647 | Rainfall_100yr | Rainfall | 0 | 0 | 533391.69 | 8.762 | 20.2697 | 0.493 | 40.088 | 3.798 | 0 | 0 | 2 | 7.99 | 20.2771 | 0.687 | 40.387 | 3.787 | 2 | 18.313 | 0 | 0 | 536206.44
PI0505-1381.1 | PI0505-1381 | PI0505-1152 | 1 | 647 | Rainfall_100yr | Rainfall | 0 | 0 | 484309.38 | 7.998 | 22.4425 | 0.65 | 40.367 | 4.183 | 0 | 0 | 2 | 7.993 | 22.4438 | 0.466 | 40.52 | 4.155 | 2 | 10.144 | 0 | 0 | 485500.72
PI0505-1653.1 | PI0505-1653 | PI0505-1381 | 1 | 647 | Rainfall_100yr | Rainfall | 0 | 0 | 418230.34 | 8 | 23.2462 | 0.454 | 40.493 | 4.299 | 0 | 0 | 2 | 8.256 | 23.2467 | 0.406 | 41.177 | 4.262 | 2 | 9.949 | 0 | 0 | 419643.03
PI0505-1697.1 | PI0505-1697 | PI0505-1653 | 1 | 647 | Rainfall_100yr | Rainfall | 0 | 0 | 419284.66 | 8.32 | 23.2002 | 0.395 | 41.238 | 4.251 | 0 | 0 | 2 | 8.423 | 23.2003 | 0.395 | 41.373 | 4.245 | 2 | 10.761 | 0 | 0 | 419510.81
PI0505-1820.1 | PI0505-1820 | PI0505-1697 | 1 | 647 | Rainfall_100yr | Rainfall | 0 | 0 | 455811.38 | 8.487 | 32.373 | 0.384 | 41.709 | 5.917 | 0 | 0 | 2 | 9.192 | 32.3732 | 0.379 | 42.477 | 5.867 | 2 | 9.786 | 0 | 0 | 456449
PI0505-1878.1 | PI0505-1878 | PI0505-1820 | 1 | 647 | Rainfall_100yr | Rainfall | 0 | 0 | 456552.94 | 9.475 | 32.3735 | 0.36 | 42.757 | 5.848 | 0 | 0 | 2 | 9.809 | 32.3735 | 0.362 | 43.117 | 5.825 | 2 | 9.356 | 0 | 0 | 456851.72
PI0505-2153.1 | PI0505-2153 | PI0505-1878 | 1 | 647 | Rainfall_100yr | Rainfall | 0 | 0 | 456955.03 | 10.089 | 32.3738 | 0.346 | 43.392 | 5.806 | 0 | 0 | 2 | 11.656 | 32.3741 | 0.383 | 45.111 | 5.7 | 2 | 10.195 | 0 | 0 | 458379.09
PI0505-383.1 | PI0505-383 | PI0500-10808 | 1 | 647 | Rainfall_100yr | Rainfall | 0 | 0 | 1788800.75 | 9.75 | 77.904 | 0.998 | 39.132 | 11.033 | 0 | 0 | 2 | 9.306 | 77.9037 | 0.933 | 40.112 | 10.281 | 2 | 40.18 | 0 | 0 | 1791566.63
PI0505-495.1 | PI0505-495 | PI0505-383 | 1 | 647 | Rainfall_100yr | Rainfall | 0 | 0 | 1191135.38 | 9.552 | 49.8345 | 0.336 | 40.374 | 9.345 | 0 | 0 | 2 | 9.337 | 46.2183 | 0.995 | 40.795 | 8.572 | 2 | 30.774 | 0 | 0 | 1191729.13
PI0505-615.1 | PI0505-615 | PI0505-495 | 1 | 647 | Rainfall_100yr | Rainfall | 0 | 0 | -821414.75 | 9.391 | -21.2461 | 0.891 | 40.756 | -3.855 | 0 | 0 | 2 | 8.932 | -21.2453 | 0.584 | 40.439 | -3.876 | 2 | 13.988 | 0 | 0 | -820777.25
PI0600-1185.1 | PI0600-1185 | PI0600-786 | 1 | 647 | Rainfall_100yr | Rainfall | 0 | 0 | 224757.81 | 6.847 | 11.2607 | 0.709 | 49.44 | 2.105 | 0 | 0 | 1 | 6.568 | 11.2565 | 0.517 | 49.651 | 2.109 | 1 | 14.232 | 0 | 0 | 224758.03
PI0600-1597.1 | PI0600-1597 | PI0600-1185 | 1 | 647 | Rainfall_100yr | Rainfall | 0 | 0 | 228013.64 | 6.577 | 11.2635 | 0.501 | 49.673 | 2.11 | 0 | 0 | 2 | 6.731 | 11.3996 | 0.392 | 50.071 | 2.128 | 2 | 9.892 | 0 | 0 | 228013.92
PI0600-1737.1 | PI0600-1737 | PI0600-1597 | 1 | 647 | Rainfall_100yr | Rainfall | 0 | 0 | 213482.34 | 6.749 | 8.5568 | 0.513 | 50.198 | 4.487 | 0 | 0 | 2 | 7.457 | 8.5655 | 0.41 | 51.005 | 4.361 | 2 | 2.518 | 0 | 0 | 213484.59
PI0600-1967.1 | PI0600-1967 | PI0600-1737 | 1 | 647 | Rainfall_100yr | Rainfall | 0 | 0 | 180818.03 | 7.489 | 8.5767 | 0.402 | 50.854 | 4.36 | 0 | 0 | 2 | 7.19 | 8.5883 | 0.482 | 50.817 | 4.182 | 2 | 3.464 | 0 | 0 | 180818.08
PI0600-227.1 | PI0600-227 | CC0400-0 | 1 | 647 | Rainfall_100yr | Rainfall | 0 | 0 | 194848.11 | 7.556 | 8.2437 | 0.999 | 49.557 | 2.521 | 0 | 0 | 2 | 7.555 | 8.2399 | 0.506 | 49.557 | 1.605 | 2 | 0 | 0 | 0 | 194849.7
PI0600-2343.1 | PI0600-2343 | PI0600-1967 | 1 | 647 | Rainfall_100yr | Rainfall | 0 | 0 | 195385.86 | 7.193 | 8.5966 | 0.472 | 50.888 | 4.18 | 0 | 0 | 2 | 8.436 | 8.6169 | 0.515 | 52.681 | 3.93 | 2 | 3.751 | 0 | 0 | 195385.86
PI0600-2608.1 | PI0600-2608 | PI0600-2343 | 1 | 647 | Rainfall_100yr | Rainfall | 0 | 0 | 32367.85 | 8.477 | -2.4742 | 0.14 | 52.589 | -1.42 | 0 | 0 | 1 | 7.561 | -2.4744 | 0.578 | 52.205 | 1.502 | 1 | 2.892 | 0 | 0 | 32367.93
PI0600-2725.1 | PI0600-2725 | PI0600-2608 | 1 | 647 | Rainfall_100yr | Rainfall | 0 | 0 | 46341.14 | 7.536 | 2.1627 | 0.49 | 52.162 | 1.358 | 0 | 0 | 1 | 7.18 | 2.1766 | 0.817 | 52.247 | 2.364 | 1 | 3.963 | 0 | 0 | 46341.14
PI0600-2796.1 | PI0600-2796 | PI0600-2725 | 1 | 647 | Rainfall_100yr | Rainfall | 0 | 0 | 12505.26 | 7.185 | 1.0646 | 0.28 | 52.235 | 0.885 | 0 | 0 | 1 | 6.755 | 1.0661 | 0.881 | 52.236 | 1.828 | 1 | 2.775 | 0 | 0 | 12505.26
PI0600-3099.1 | PI0600-3099 | PI0600-2796 | 1 | 647 | Rainfall_100yr | Rainfall | 0 | 0 | 14649.59 | 6.755 | 1.1301 | 0.807 | 52.248 | 1.714 | 0 | 0 | 1 | 5.378 | 1.1384 | 0.926 | 52.544 | 2.174 | 1 | 2.644 | 0 | 0 | 14649.62
PI0600-3154.1 | PI0600-3154 | PI0600-3099 | 1 | 647 | Rainfall_100yr | Rainfall | 0 | 0 | 14649.62 | 5.386 | 1.1456 | 0.701 | 52.552 | 1.789 | 0 | 0 | 1 | 5.1 | 1.1489 | 0.977 | 52.606 | 2.315 | 1 | 2.804 | 0 | 0 | 14649.63
PI0600-739.1 | PI0600-739 | PI0600-227 | 1 | 647 | Rainfall_100yr | Rainfall | 0 | 0 | 145838.59 | 7.554 | 11.8901 | 0.307 | 49.564 | 2.243 | 0 | 0 | 2 | 7.188 | 11.8546 | 0.389 | 49.508 | 2.233 | 2 | 10.094 | 0 | 0 | 145841.48
PI0600-786.1 | PI0600-786 | PI0600-739 | 1 | 647 | Rainfall_100yr | Rainfall | 0 | 0 | 37133.91 | 7.181 | -16.7825 | 0.365 | 49.641 | -3.116 | 0 | 0 | 1 | 6.866 | -16.7825 | 0.751 | 49.566 | -3.128 | 1 | 29.472 | 0 | 0 | 37133.93
PI0601-238.1 | PI0601-238 | PI0600-227 | 1 | 647 | Rainfall_100yr | Rainfall | 0 | 0 | 22685.6 | 7.554 | 6.569 | 0.348 | 49.575 | 1.216 | 0 | 0 | 1 | 7.759 | 6.5721 | 0.14 | 49.63 | 1.214 | 1 | -10.299 | 0 | 0 | 22718.64
PI0602-247.1 | PI0602-247 | PI0600-2343 | 1 | 647 | Rainfall_100yr | Rainfall | 0 | 0 | -12798.47 | 8.477 | -3.5571 | 0.07 | 52.616 | -2.046 | 0 | 0 | 2 | 7.288 | -3.5571 | 0.076 | 51.974 | -2.152 | 2 | 3.052 | 0 | 0 | -12798.39
PI0602-258.1 | PI0602-258 | PI0602-247 | 1 | 647 | Rainfall_100yr | Rainfall | 0 | 0 | 29660.56 | 7.279 | 3.7328 | 0.079 | 51.97 | 2.259 | 0 | 0 | 2 | 7.332 | 3.7332 | 0.079 | 52.015 | 2.258 | 2 | 3.343 | 0 | 0 | 29660.56
PI0602-460.1 | PI0602-460 | PI0602-258 | 1 | 647 | Rainfall_100yr | Rainfall | 0 | 0 | -2256.76 | 7.336 | -1.4903 | 0.053 | 52.005 | -0.896 | 0 | 0 | 1 | 6.791 | -1.4498 | 0.059 | 51.872 | -0.891 | 1 | 2.907 | 0 | 0 | -2256.75
PI0602-540.1 | PI0602-540 | PI0602-460 | 1 | 647 | Rainfall_100yr | Rainfall | 0 | 0 | -1246.24 | 6.787 | -0.92656 | 0.052 | 51.857 | -0.569 | 0 | 0 | 1 | 6.485 | -0.92623 | 0.26 | 51.855 | -0.576 | 1 | 3.975 | 0 | 0 | -1246.24
PI0700-1301.1 | PI0700-1301 | PI0700-920 | 1 | 647 | Rainfall_100yr | Rainfall | 0 | 0 | 809620.25 | 7.846 | 45.208 | 0.766 | 50.966 | 4.414 | 0 | 0 | 1 | 7.645 | 45.2103 | 0.801 | 51.736 | 4.42 | 1 | 50.786 | 0 | 0 | 809637.25
PI0700-1822.1 | PI0700-1822 | PI0700-1301 | 1 | 647 | Rainfall_100yr | Rainfall | 0 | 0 | 435911.09 | 7.696 | 28.0249 | 0.65 | 51.552 | 3.01 | 0 | 0 | 2 | 7.675 | 27.886 | 0.398 | 51.801 | 2.735 | 2 | 22.474 | 0 | 0 | 435921.19
PI0700-2012.1 | PI0700-2012 | PI0700-1822 | 1 | 647 | Rainfall_100yr | Rainfall | 0 | 0 | 435921.5 | 7.688 | 27.9341 | 0.39 | 51.814 | 2.739 | 0 | 0 | 2 | 7.698 | 27.9382 | 0.377 | 51.916 | 2.738 | 2 | 21.866 | 0 | 0 | 435924.91
PI0700-2048.1 | PI0700-2048 | PI0700-2012 | 1 | 647 | Rainfall_100yr | Rainfall | 0 | 0 | 435925.19 | 7.716 | 27.897 | 0.368 | 51.935 | 2.734 | 0 | 0 | 2 | 7.715 | 27.893 | 0.369 | 51.954 | 2.733 | 2 | 23.893 | 0 | 0 | 435925.75
PI0700-2507.1 | PI0700-2507 | PI0700-2048 | 1 | 647 | Rainfall_100yr | Rainfall | 0 | 0 | 435927.59 | 7.74 | 27.8455 | 0.391 | 52.045 | 3.666 | 0 | 0 | 1 | 7.412 | 27.8465 | 0.711 | 52.718 | 3.695 | 1 | 30.506 | 0 | 0 | 435932.31
PI0700-2552.1 | PI0700-2552 | PI0700-2507 | 1 | 647 | Rainfall_100yr | Rainfall | 0 | 0 | 462708.19 | 7.551 | 32.8269 | 0.556 | 52.958 | 4.313 | 0 | 0 | 1 | 7.551 | 32.8267 | 0.642 | 53.067 | 4.313 | 1 | 32.888 | 0 | 0 | 462708.5
PI0700-2584.1 | PI0700-2584 | PI0700-2552 | 1 | 647 | Rainfall_100yr | Rainfall | 0 | 0 | 424798.44 | 7.599 | 25.74 | 0.612 | 52.981 | 3.394 | 0 | 0 | 1 | 7.47 | 25.7373 | 0.848 | 53.022 | 3.668 | 1 | 49.019 | 0 | 0 | 424798.56
PI0700-2604.1 | PI0700-2604 | PI0700-2584 | 1 | 647 | Rainfall_100yr | Rainfall | 0 | 0 | 466831.38 | 7.501 | 34.6386 | 0.772 | 53.222 | 4.552 | 0 | 0 | 2 | 7.507 | 34.6386 | 0.749 | 53.278 | 4.552 | 2 | 32.842 | 0 | 0 | 466831.5
PI0700-273.1 | PI0700-273 | PI0601-238 | 1 | 647 | Rainfall_100yr | Rainfall | 0 | 0 | 860069.25 | 7.764 | 48.156 | 0.385 | 49.802 | 3.635 | 0 | 0 | 2 | 7.784 | 48.1577 | 0.416 | 49.975 | 3.635 | 2 | 43.316 | 0 | 0 | 860087
PI0700-2964.1 | PI0700-2964 | PI0700-2604 | 1 | 647 | Rainfall_100yr | Rainfall | 0 | 0 | 473506.25 | 7.561 | 37.4779 | 0.702 | 53.388 | 4.922 | 0 | 0 | 1 | 7.346 | 37.4778 | 0.974 | 54.534 | 4.932 | 1 | 41.025 | 0 | 0 | 473508.13
PI0700-3215.1 | PI0700-3215 | PI0700-2964 | 1 | 647 | Rainfall_100yr | Rainfall | 0 | 0 | 473508.19 | 7.411 | 37.4777 | 0.874 | 54.598 | 4.929 | 0 | 0 | 1 | 7.279 | 37.4776 | 0.966 | 55.398 | 4.961 | 1 | 40.624 | 0 | 0 | 473509.41
PI0700-3471.1 | PI0700-3471 | PI0700-3215 | 1 | 647 | Rainfall_100yr | Rainfall | 0 | 0 | 473509.47 | 7.344 | 37.4776 | 0.868 | 55.462 | 4.932 | 0 | 0 | 1 | 6.093 | 37.4775 | 1.427 | 56.289 | 6.846 | 1 | 59.983 | 0 | 0 | 473510.25
PI0700-3629.1 | PI0700-3629 | PI0700-3471 | 1 | 647 | Rainfall_100yr | Rainfall | 0 | 0 | 473510.34 | 6.158 | 37.4776 | 0.992 | 56.354 | 5.654 | 0 | 0 | 2 | 6.263 | 37.4776 | 0.83 | 56.858 | 4.978 | 2 | 33.524 | 0 | 0 | 473511.13
PI0700-873.1 | PI0700-873 | PI0700-273 | 1 | 647 | Rainfall_100yr | Rainfall | 0 | 0 | 860193.25 | 7.816 | 48.1631 | 0.407 | 50.008 | 3.635 | 0 | 0 | 2 | 8.162 | 48.169 | 0.358 | 50.662 | 3.628 | 2 | 32.124 | 0 | 0 | 860211.13
PI0700-920.1 | PI0700-920 | PI0700-873 | 1 | 647 | Rainfall_100yr | Rainfall | 0 | 0 | 809533.56 | 8.212 | 45.0308 | 0.335 | 50.811 | 4.386 | 0 | 0 | 1 | 7.795 | 45.0308 | 0.8 | 50.915 | 4.398 | 1 | 106.403 | 0 | 0 | 809533.69
PI0702-121.1 | PI0702-121 | PI0700-873 | 1 | 647 | Rainfall_100yr | Rainfall | 0 | 0 | -2.9 | 8.212 | -0.21092 | 0.089 | 50.512 | -0.23 | 0 | 0 | 1 | 7.912 | -0.14575 | 0.037 | 50.512 | -0.163 | 1 | 1.773 | 0 | 0 | 0
PI0703-531.1 | PI0703-531 | PI0700-873 | 1 | 647 | Rainfall_100yr | Rainfall | 0 | 0 | 50685.43 | 8.212 | 8.0757 | 0.209 | 50.516 | 1.487 | 0 | 0 | 1 | 6.899 | 8.0935 | 0.627 | 50.533 | 1.725 | 1 | 20.531 | 0 | 0 | 50688.75
PI0704-80.1 | PI0704-80 | PI0700-2048 | 1 | 647 | Rainfall_100yr | Rainfall | 0 | 0 | -0.16 | 7.74 | -0.22279 | 0.006 | 51.9 | -0.155 | 0 | 0 | 1 | 5.291 | -0.14875 | 0.073 | 51.901 | -0.156 | 1 | 11.311 | 0 | 0 | 0
PI0800-10107.1 | PI0800-10107 | PI0800-9800 | 1 | 647 | Rainfall_100yr | Rainfall | 0 | 0 | 950307.88 | 9.035 | 39.4762 | 0.561 | 27.904 | 2.964 | 0 | 0 | 1 | 8.453 | 39.4802 | 0.756 | 28.097 | 3.263 | 1 | 71.94 | 0 | 0 | 950355.75
PI0800-10484.1 | PI0800-10484 | PI0800-10107 | 1 | 647 | Rainfall_100yr | Rainfall | 0 | 0 | 924512.75 | 8.473 | 40.9164 | 0.685 | 28.113 | 3.08 | 0 | 0 | 1 | 7.78 | 40.9202 | 0.81 | 28.38 | 3.97 | 1 | 71.722 | 0 | 0 | 924570.88
PI0800-10978.1 | PI0800-10978 | PI0800-10484 | 1 | 647 | Rainfall_100yr | Rainfall | 0 | 0 | 898605.5 | 7.802 | 38.2976 | 0.728 | 28.39 | 3.656 | 0 | 0 | 1 | 8.771 | 38.305 | 0.22 | 28.705 | 2.878 | 1 | -52.193 | 0 | 0 | 899144.44
PI0800-11010.1 | PI0800-11010 | PI0800-10978 | 1 | 647 | Rainfall_100yr | Rainfall | 0 | 0 | 899169.75 | 8.819 | 38.3102 | 0.217 | 28.753 | 2.878 | 0 | 0 | 1 | 8.881 | 38.3105 | 0.208 | 28.774 | 2.877 | 1 | -52.193 | 0 | 0 | 899238.81
PI0800-11700.1 | PI0800-11700 | PI0800-11010 | 1 | 647 | Rainfall_100yr | Rainfall | 0 | 0 | 678829.44 | 8.928 | 32.1358 | 0.541 | 28.78 | 2.413 | 0 | 0 | 1 | 10.126 | 32.1532 | 0.097 | 29.066 | 2.399 | 1 | -52.193 | 0 | 0 | 681548.63
PI0800-11920.1 | PI0800-11920 | PI0800-11700 | 1 | 647 | Rainfall_100yr | Rainfall | 0 | 0 | 619821.63 | 10.139 | 27.5374 | 0.249 | 29.069 | 2.054 | 0 | 0 | 1 | 10.509 | 27.5368 | 0.065 | 29.148 | 2.05 | 1 | -52.193 | 0 | 0 | 621207.31
PI0800-12284.1 | PI0800-12284 | PI0800-11920 | 1 | 647 | Rainfall_100yr | Rainfall | 0 | 0 | 582759.5 | 10.52 | 26.4283 | 0.053 | 29.154 | 1.967 | 0 | 0 | 1 | 8.13 | 26.4372 | 1.017 | 29.281 | 3.131 | 1 | 119.528 | 0 | 0 | 583673.88
PI0800-12980.1 | PI0800-12980 | PI0800-12284 | 1 | 647 | Rainfall_100yr | Rainfall | 0 | 0 | 335769.16 | 8.181 | 11.7758 | 0.999 | 29.372 | 4.354 | 0 | 0 | 1 | 5.047 | 11.9209 | 1.208 | 31.09 | 6.064 | 1 | 13.186 | 0 | 0 | 335854.56
PI0800-13663.1 | PI0800-13663 | PI0800-12980 | 1 | 647 | Rainfall_100yr | Rainfall | 0 | 0 | 299017.03 | 5.069 | 10.4788 | 0.92 | 31.181 | 3.923 | 0 | 0 | 1 | 4.536 | 10.4786 | 0.984 | 33.793 | 4.87 | 1 | 10.743 | 0 | 0 | 299113.59
PI0800-1386.1 | PI0800-1386 | PI0800-967 | 1 | 647 | Rainfall_100yr | Rainfall | 0 | 0 | 6942745 | 10.233 | 178.714 | 0.446 | 21.046 | 6.052 | 0 | 0 | 2 | 10.621 | 178.7112 | 0.587 | 21.764 | 6.046 | 2 | 118.867 | 0 | 0 | 6948474.5
PI0800-13862.1 | PI0800-13862 | PI0800-13663 | 1 | 647 | Rainfall_100yr | Rainfall | 0 | 0 | 293984.28 | 4.571 | 11.0446 | 0.858 | 33.87 | 4.395 | 0 | 0 | 1 | 4.366 | 11.3387 | 1.097 | 34.826 | 5.227 | 1 | 11.986 | 0 | 0 | 294010.66
PI0800-14232.1 | PI0800-14232 | PI0800-13862 | 1 | 647 | Rainfall_100yr | Rainfall | 0 | 0 | 251811.78 | 4.433 | 8.3822 | 0.941 | 34.83 | 5.061 | 0 | 0 | 2 | 5.673 | 8.3959 | 0.597 | 36.658 | 4.073 | 2 | 4.231 | 0 | 0 | 251888.28
PI0800-14580.1 | PI0800-14580 | PI0800-14232 | 1 | 647 | Rainfall_100yr | Rainfall | 0 | 0 | 271674.09 | 5.706 | 10.7169 | 0.534 | 36.888 | 5.115 | 0 | 0 | 2 | 8.441 | 10.7259 | 0.71 | 40.438 | 4.703 | 2 | 5.257 | 0 | 0 | 271737.97
PI0800-15089.1 | PI0800-15089 | PI0800-14580 | 1 | 647 | Rainfall_100yr | Rainfall | 0 | 0 | 208898.14 | 8.498 | 7.4914 | 0.65 | 40.254 | 3.441 | 0 | 0 | 2 | 8.757 | 7.5121 | 0.708 | 41.785 | 3.316 | 2 | 5.245 | 0 | 0 | 208990.25
PI0800-15119.1 | PI0800-15119 | PI0800-15089 | 1 | 647 | Rainfall_100yr | Rainfall | 0 | 0 | 213221.72 | 8.782 | 8.8371 | 0.648 | 41.931 | 3.84 | 0 | 0 | 2 | 8.912 | 8.8379 | 0.678 | 42.136 | 3.825 | 2 | 5.245 | 0 | 0 | 213227.27
PI0800-15367.1 | PI0800-15367 | PI0800-15119 | 1 | 647 | Rainfall_100yr | Rainfall | 0 | 0 | 115030.4 | 8.969 | 5.3721 | 0.618 | 41.974 | 2.482 | 0 | 0 | 1 | 6.461 | 5.3226 | 1.377 | 42.157 | 5.022 | 1 | 10.865 | 0 | 0 | 115050.69
PI0800-15576.1 | PI0800-15576 | PI0800-15367 | 1 | 647 | Rainfall_100yr | Rainfall | 0 | 0 | 110475.63 | 6.475 | 4.0967 | 0.994 | 42.187 | 4.017 | 0 | 0 | 1 | 4.752 | 4.0636 | 1.344 | 42.704 | 5.207 | 1 | 6.682 | 0 | 0 | 110494.17
PI0800-16154.1 | PI0800-16154 | PI0800-15576 | 1 | 647 | Rainfall_100yr | Rainfall | 0 | 0 | 110359.62 | 4.763 | 4.0441 | 0.996 | 42.709 | 4.489 | 0 | 0 | 2 | 4.468 | 4.0271 | 0.704 | 43.91 | 3.056 | 2 | 3.281 | 0 | 0 | 110460.21
PI0800-16209.1 | PI0800-16209 | PI0800-16154 | 1 | 647 | Rainfall_100yr | Rainfall | 0 | 0 | 129562.49 | 4.493 | 4.9911 | 0.702 | 44.223 | 4.827 | 0 | 0 | 2 | 5.442 | 4.9916 | 0.697 | 45.28 | 4.553 | 2 | 1.809 | 0 | 0 | 129571.77
PI0800-16221.1 | PI0800-16221 | PI0800-16209 | 1 | 647 | Rainfall_100yr | Rainfall | 0 | 0 | -22922.53 | 5.512 | -4.1131 | 0.159 | 45.247 | -3.715 | 0 | 0 | 2 | 5.32 | -4.1131 | 0.162 | 45.089 | -3.758 | 2 | 1.789 | 0 | 0 | -22920.55
PI0800-1728.1 | PI0800-1728 | PI0800-1386 | 1 | 647 | Rainfall_100yr | Rainfall | 0 | 0 | 6948620 | 10.713 | 178.7055 | 0.572 | 21.856 | 6.045 | 0 | 0 | 1 | 10.452 | 178.7033 | 0.853 | 22.445 | 6.048 | 1 | 211.158 | 0 | 0 | 6952125.5
PI0800-1906.1 | PI0800-1906 | PI0800-1728 | 1 | 647 | Rainfall_100yr | Rainfall | 0 | 0 | 6952223 | 10.544 | 178.6976 | 0.787 | 22.538 | 6.046 | 0 | 0 | 1 | 11.751 | 178.6965 | 0.311 | 22.834 | 6.03 | 1 | -302.594 | 0 | 0 | 6954095
PI0800-2168.1 | PI0800-2168 | PI0800-1906 | 1 | 647 | Rainfall_100yr | Rainfall | 0 | 0 | 6954245.5 | 11.848 | 178.691 | 0.307 | 22.931 | 6.028 | 0 | 0 | 1 | 11.652 | 178.6893 | 0.523 | 23.383 | 6.031 | 1 | 210.642 | 0 | 0 | 6957216
PI0800-2656.1 | PI0800-2656 | PI0800-2168 | 1 | 647 | Rainfall_100yr | Rainfall | 0 | 0 | 2364223.25 | 11.744 | 91.9615 | 0.121 | 23.076 | 3.103 | 0 | 0 | 1 | 10.746 | 91.9583 | 0.099 | 23.299 | 3.11 | 1 | 211.905 | 0 | 0 | 2367187
PI0800-2997.1 | PI0800-2997 | PI0800-2656 | 1 | 647 | Rainfall_100yr | Rainfall | 0 | 0 | 2367231.25 | 10.773 | 91.9528 | 0.08 | 23.326 | 3.109 | 0 | 0 | 1 | 10.079 | 91.9505 | 0.095 | 23.483 | 3.114 | 1 | 211.412 | 0 | 0 | 2367671.25
PI0800-3641.1 | PI0800-3641 | PI0800-2997 | 1 | 647 | Rainfall_100yr | Rainfall | 0 | 0 | 2367672.75 | 10.107 | 91.9451 | 0.095 | 23.51 | 3.114 | 0 | 0 | 1 | 8.018 | 91.9419 | 0.475 | 23.808 | 3.128 | 1 | 257.785 | 0 | 0 | 2367675.75
PI0800-3920.1 | PI0800-3920 | PI0800-3641 | 1 | 647 | Rainfall_100yr | Rainfall | 0 | 0 | 2367675.75 | 8.042 | 91.9382 | 0.465 | 23.832 | 3.128 | 0 | 0 | 1 | 7.137 | 91.9371 | 0.951 | 23.961 | 4.897 | 1 | 257.785 | 0 | 0 | 2367675.75
PI0800-4740.1 | PI0800-4740 | PI0800-3920 | 1 | 647 | Rainfall_100yr | Rainfall | 0 | 0 | 2367675.75 | 7.162 | 91.9339 | 0.861 | 23.986 | 4.648 | 0 | 0 | 2 | 7.213 | 91.9308 | 0.473 | 24.358 | 3.876 | 2 | 83.843 | 0 | 0 | 2367675.75
PI0800-4783.1 | PI0800-4783 | PI0800-4740 | 1 | 647 | Rainfall_100yr | Rainfall | 0 | 0 | 2325406.75 | 7.243 | 94.8877 | 0.458 | 24.371 | 3.808 | 0 | 0 | 1 | 7.221 | 94.8905 | 0.464 | 24.389 | 3.843 | 1 | 128.774 | 0 | 0 | 2325406.75
PI0800-4962.1 | PI0800-4962 | PI0801-2821 | 1 | 647 | Rainfall_100yr | Rainfall | 0 | 0 | 4608284.5 | 10.341 | 103.1269 | 0.614 | 24.5 | 4.876 | 0 | 0 | 1 | 10.215 | 103.2664 | 0.721 | 24.525 | 5.058 | 1 | 214.368 | 0 | 0 | 4608397
PI0800-4962.2 | PI0800-4962 | PI0800-4783 | 2 | 647 | Rainfall_100yr | Rainfall | 0 | 0 | 2314960 | 6.986 | 101.1372 | 0.796 | 24.41 | 4.237 | 0 | 0 | 1 | 6.655 | 101.1851 | 0.763 | 24.48 | 4.928 | 1 | 200.43 | 0 | 0 | 2314960
PI0800-5082.1 | PI0800-5082 | PI0800-4962 | 1 | 647 | Rainfall_100yr | Rainfall | 0 | 0 | 6887160.5 | 6.717 | 182.3664 | 0.808 | 24.555 | 6.289 | 0 | 0 | 1 | 8.004 | 182.3814 | 0.356 | 24.595 | 3.675 | 1 | -431.068 | 0 | 0 | 6888136
PI0800-5132.1 | PI0800-5132 | PI0800-5082 | 1 | 647 | Rainfall_100yr | Rainfall | 0 | 0 | 6906624 | 8.029 | 183.2398 | 0.349 | 24.629 | 3.632 | 0 | 0 | 1 | 8.565 | 183.2415 | 0.271 | 24.647 | 3.152 | 1 | -431.068 | 0 | 0 | 6907508.5
PI0800-5262.1 | PI0800-5262 | PI0800-5132 | 1 | 647 | Rainfall_100yr | Rainfall | 0 | 0 | 6906702 | 8.589 | 183.2564 | 0.268 | 24.671 | 3.133 | 0 | 0 | 1 | 9.988 | 183.261 | 0.133 | 24.717 | 3.104 | 1 | -431.068 | 0 | 0 | 6910463.5
PI0800-536.1 | PI0800-536 | Reach_A_US | 1 | 647 | Rainfall_100yr | Rainfall | 0 | 0 | 6961172 | 8.926 | 179.3058 | 0.533 | 19.035 | 6.091 | 0 | 0 | 2 | 9.457 | 179.3024 | 0.594 | 19.937 | 6.083 | 2 | 113.2 | 0 | 0 | 6970362
PI0800-5363.1 | PI0800-5363 | PI0800-5262 | 1 | 647 | Rainfall_100yr | Rainfall | 0 | 0 | 6765903 | 10.012 | 170.7779 | 0.129 | 24.728 | 2.891 | 0 | 0 | 1 | 11.087 | 170.7773 | 0.054 | 24.76 | 2.884 | 1 | -431.068 | 0 | 0 | 6770160
PI0800-5462.1 | PI0800-5462 | PI0800-5363 | 1 | 647 | Rainfall_100yr | Rainfall | 0 | 0 | 6685410 | 11.109 | 168.107 | 0.108 | 25.15 | 5.678 | 0 | 0 | 2 | 11.248 | 168.1066 | 0.106 | 25.305 | 5.677 | 2 | 52.741 | 0 | 0 | 6687852.5
PI0800-5720.1 | PI0800-5720 | PI0800-5462 | 1 | 647 | Rainfall_100yr | Rainfall | 0 | 0 | 6688119 | 11.333 | 168.1038 | 0.104 | 25.389 | 5.675 | 0 | 0 | 2 | 11.698 | 168.103 | 0.1 | 25.794 | 5.671 | 2 | 52.741 | 0 | 0 | 6694454.5
PI0800-5965.1 | PI0800-5965 | PI0800-5720 | 1 | 647 | Rainfall_100yr | Rainfall | 0 | 0 | 6675992.5 | 11.782 | 167.725 | 0.049 | 25.506 | 2.828 | 0 | 0 | 2 | 11.809 | 167.7234 | 0.091 | 25.602 | 2.828 | 2 | 71.6 | 0 | 0 | 6687903
PI0800-6118.1 | PI0800-6118 | PI0800-5965 | 1 | 647 | Rainfall_100yr | Rainfall | 0 | 0 | 5648844.5 | 11.83 | 148.1855 | 0.164 | 25.701 | 5.009 | 0 | 0 | 2 | 11.898 | 148.1831 | 0.198 | 25.799 | 5.007 | 2 | 59.259 | 0 | 0 | 5652535.5
PI0800-634.1 | PI0800-634 | PI0800-536 | 1 | 647 | Rainfall_100yr | Rainfall | 0 | 0 | 6970543.5 | 9.556 | 179.2967 | 0.578 | 20.036 | 6.081 | 0 | 0 | 2 | 9.655 | 179.2961 | 0.585 | 20.206 | 6.08 | 2 | 113.2 | 0 | 0 | 6972146.5
PI0800-6393.1 | PI0800-6393 | PI0800-6118 | 1 | 647 | Rainfall_100yr | Rainfall | 0 | 0 | 5627204.5 | 11.932 | 147.8299 | 0.198 | 25.827 | 4.994 | 0 | 0 | 1 | 11.414 | 147.8233 | 0.575 | 26 | 4.998 | 1 | 212.138 | 0 | 0 | 5633332
PI0800-6424.1 | PI0800-6424 | PI0800-6393 | 1 | 647 | Rainfall_100yr | Rainfall | 0 | 0 | 5570077 | 11.447 | 146.5274 | 0.305 | 26.041 | 4.954 | 0 | 0 | 1 | 12.063 | 146.5271 | 0.123 | 26.056 | 4.947 | 1 | -589.97 | 0 | 0 | 5570729
PI0800-6710.1 | PI0800-6710 | PI0800-6424 | 1 | 647 | Rainfall_100yr | Rainfall | 0 | 0 | 5564235 | 12.097 | 146.4084 | 0.154 | 26.092 | 4.942 | 0 | 0 | 1 | 11.566 | 146.405 | 0.4 | 26.283 | 4.946 | 1 | 212.388 | 0 | 0 | 5570458.5
PI0800-6886.1 | PI0800-6886 | PI0800-6710 | 1 | 647 | Rainfall_100yr | Rainfall | 0 | 0 | 5512938.5 | 11.601 | 145.5739 | 0.388 | 26.31 | 4.918 | 0 | 0 | 1 | 11.273 | 145.5736 | 0.698 | 26.425 | 4.92 | 1 | 212.077 | 0 | 0 | 5516190.5
PI0800-7023.1 | PI0800-7023 | PI0800-6886 | 1 | 647 | Rainfall_100yr | Rainfall | 0 | 0 | 5194331 | 10.911 | 142.6076 | 0.911 | 26.369 | 4.827 | 0 | 0 | 1 | 10.616 | 142.6184 | 0.815 | 26.424 | 4.83 | 1 | 212.077 | 0 | 0 | 5196238.5
PI0800-7048.1 | PI0800-7048 | PI0800-7023 | 1 | 647 | Rainfall_100yr | Rainfall | 0 | 0 | 4986932 | 10.635 | 141.5274 | 0.57 | 26.479 | 4.794 | 0 | 0 | 2 | 10.636 | 141.5227 | 0.519 | 26.496 | 4.794 | 2 | 83.462 | 0 | 0 | 4987262
PI0800-7165.1 | PI0800-7165 | PI0800-7048 | 1 | 647 | Rainfall_100yr | Rainfall | 0 | 0 | 33627.5 | 10.663 | -28.5128 | 0.139 | 26.431 | -2.121 | 0 | 0 | 1 | 10.33 | -28.512 | 0.266 | 26.388 | -2.125 | 1 | 71.854 | 0 | 0 | 34653.93
PI0800-7276.1 | PI0800-7276 | PI0800-7048 | 1 | 647 | Rainfall_100yr | Rainfall | 0 | 0 | 1901003 | 10.663 | 84.8781 | 0.104 | 26.396 | 2.875 | 0 | 0 | 1 | 10.118 | 84.8617 | 0.132 | 26.437 | 2.877 | 1 | 211.587 | 0 | 0 | 1903537.25
PI0800-7526.1 | PI0800-7526 | PI0800-7165 | 1 | 647 | Rainfall_100yr | Rainfall | 0 | 0 | -100017.34 | 10.318 | -36.6537 | 0.251 | 26.421 | -2.731 | 0 | 0 | 1 | 10.273 | -36.6533 | 0.12 | 26.189 | -2.732 | 1 | -32.063 | 0 | 0 | -96891.57
PI0800-7771.1 | PI0800-7771 | PI0800-7526 | 1 | 647 | Rainfall_100yr | Rainfall | 0 | 0 | 1340201.75 | 10.255 | 53.556 | 0.121 | 26.311 | 3.992 | 0 | 0 | 1 | 9.993 | 53.5757 | 0.568 | 26.66 | 3.998 | 1 | 71.672 | 0 | 0 | 1342118
PI0800-7771.2 | PI0800-7771 | PI0800-7276 | 2 | 647 | Rainfall_100yr | Rainfall | 0 | 0 | 1555195.38 | 10.124 | 66.2004 | 0.132 | 26.416 | 2.245 | 0 | 0 | 1 | 8.933 | 66.2033 | 0.233 | 26.473 | 2.251 | 1 | 212.175 | 0 | 0 | 1558154
PI0800-7928.1 | PI0800-7928 | PI0800-7771 | 1 | 647 | Rainfall_100yr | Rainfall | 0 | 0 | 1142682.38 | 10.038 | 42.3917 | 0.566 | 26.491 | 3.2 | 0 | 0 | 1 | 10.704 | 42.3988 | 0.108 | 26.617 | 3.19 | 1 | -84.24 | 0 | 0 | 1143889.13
PI0800-8079.1 | PI0800-8079 | PI0800-7928 | 1 | 647 | Rainfall_100yr | Rainfall | 0 | 0 | 1028773.44 | 10.71 | 42.4218 | 0.107 | 26.6 | 3.192 | 0 | 0 | 1 | 10.404 | 42.4287 | 0.111 | 26.504 | 3.194 | 1 | 53.575 | 0 | 0 | 1030030.81
PI0800-827.1 | PI0800-827 | PI0800-634 | 1 | 647 | Rainfall_100yr | Rainfall | 0 | 0 | 6937629.5 | 9.749 | 178.7274 | 0.556 | 20.293 | 6.059 | 0 | 0 | 1 | 9.6 | 178.7261 | 0.83 | 20.625 | 6.061 | 1 | 211.228 | 0 | 0 | 6940475.5
PI0800-8415.1 | PI0800-8415 | PI0800-8079 | 1 | 647 | Rainfall_100yr | Rainfall | 0 | 0 | 1500770.63 | 10.405 | 44.7963 | 0.113 | 26.663 | 3.337 | 0 | 0 | 1 | 10.271 | 44.8129 | 0.162 | 26.996 | 3.34 | 1 | 53.708 | 0 | 0 | 1503123.38
PI0800-8827.1 | PI0800-8827 | PI0800-8415 | 1 | 647 | Rainfall_100yr | Rainfall | 0 | 0 | 1302534.13 | 10.299 | 43.5584 | 0.162 | 26.935 | 3.257 | 0 | 0 | 1 | 9.434 | 43.5689 | 0.765 | 27.107 | 3.269 | 1 | 71.833 | 0 | 0 | 1304202.38
PI0800-9114.1 | PI0800-9114 | PI0800-8827 | 1 | 647 | Rainfall_100yr | Rainfall | 0 | 0 | 1298903.25 | 9.448 | 43.5818 | 0.718 | 27.12 | 3.269 | 0 | 0 | 1 | 8.861 | 43.5879 | 0.776 | 27.255 | 3.33 | 1 | 71.956 | 0 | 0 | 1299206.75
PI0800-9456.1 | PI0800-9456 | PI0800-9114 | 1 | 647 | Rainfall_100yr | Rainfall | 0 | 0 | 1374623.25 | 8.875 | 41.687 | 0.706 | 27.324 | 3.157 | 0 | 0 | 1 | 9.477 | 41.7075 | 0.26 | 27.584 | 3.149 | 1 | -45.441 | 0 | 0 | 1374861.13
PI0800-9639.1 | PI0800-9639 | PI0800-9456 | 1 | 647 | Rainfall_100yr | Rainfall | 0 | 0 | 1374877 | 9.505 | 41.737 | 0.258 | 27.612 | 3.151 | 0 | 0 | 1 | 9.226 | 41.7475 | 0.654 | 27.756 | 3.156 | 1 | 68.881 | 0 | 0 | 1374994.88
PI0800-967.1 | PI0800-967 | PI0800-827 | 1 | 647 | Rainfall_100yr | Rainfall | 0 | 0 | 6940625.5 | 9.693 | 178.7205 | 0.771 | 20.717 | 6.06 | 0 | 0 | 1 | 10.14 | 178.7196 | 0.456 | 20.954 | 6.053 | 1 | -164.042 | 0 | 0 | 6942582
PI0800-9800.1 | PI0800-9800 | PI0800-9639 | 1 | 647 | Rainfall_100yr | Rainfall | 0 | 0 | 1374998.88 | 9.254 | 41.7764 | 0.623 | 27.784 | 3.157 | 0 | 0 | 1 | 9.011 | 41.7855 | 0.733 | 27.913 | 3.162 | 1 | 68.881 | 0 | 0 | 1375029.13
PI0801-1501.1 | PI0801-1501 | PI0801-517 | 1 | 647 | Rainfall_100yr | Rainfall | 0 | 0 | 4597646 | 11.592 | 99.0998 | 0.579 | 23.391 | 3.996 | 0 | 0 | 2 | 11.545 | 100.627 | 0.541 | 23.794 | 3.963 | 2 | 90.565 | 0 | 0 | 4603629
PI0801-1780.1 | PI0801-1780 | PI0801-1501 | 1 | 647 | Rainfall_100yr | Rainfall | 0 | 0 | 4603699.5 | 11.567 | 100.6586 | 0.528 | 23.816 | 3.93 | 0 | 0 | 1 | 11.491 | 101.0735 | 0.563 | 23.93 | 3.979 | 1 | 110.533 | 0 | 0 | 4605060.5
PI0801-2270.1 | PI0801-2270 | PI0801-1780 | 1 | 647 | Rainfall_100yr | Rainfall | 0 | 0 | 4605123.5 | 11.513 | 101.1045 | 0.547 | 23.952 | 3.945 | 0 | 0 | 1 | 11.374 | 101.8428 | 0.57 | 24.153 | 4.032 | 1 | 111.573 | 0 | 0 | 4607077
PI0801-2821.1 | PI0801-2821 | PI0801-2270 | 1 | 647 | Rainfall_100yr | Rainfall | 0 | 0 | 4607128 | 11.396 | 101.8731 | 0.552 | 24.175 | 3.997 | 0 | 0 | 1 | 10.244 | 103.0993 | 0.883 | 24.403 | 5.612 | 1 | 211.887 | 0 | 0 | 4608251.5
PI0801-478.1 | PI0801-478 | PI0800-2168 | 1 | 647 | Rainfall_100yr | Rainfall | 0 | 0 | 4593106.5 | 11.744 | 98.1535 | 0.624 | 23.062 | 4.005 | 0 | 0 | 1 | 11.589 | 98.9665 | 0.58 | 23.258 | 4.118 | 1 | 114.669 | 0 | 0 | 4597176
PI0801-517.1 | PI0801-517 | PI0801-478 | 1 | 647 | Rainfall_100yr | Rainfall | 0 | 0 | 4597271.5 | 11.648 | 99.0006 | 0.53 | 23.317 | 4.002 | 0 | 0 | 1 | 11.535 | 99.0664 | 0.644 | 23.333 | 4.107 | 1 | 244.198 | 0 | 0 | 4597557
PI0802-383.1 | PI0802-383 | PI0802-43 | 1 | 647 | Rainfall_100yr | Rainfall | 0 | 0 | 37580.3 | 3.936 | 4.8651 | 0.63 | 25.874 | 3.452 | 0 | 0 | 2 | 4.567 | 4.8944 | 0.685 | 27.375 | 3.304 | 2 | 3.232 | 0 | 0 | 37581.53
PI0802-43.1 | PI0802-43 | PI0800-5262 | 1 | 647 | Rainfall_100yr | Rainfall | 0 | 0 | 144777.56 | 10.012 | 15.9237 | 0.197 | 25.06 | 6.724 | 0 | 0 | 1 | 3.633 | 15.9246 | 4.673 | 26.457 | 12.866 | 1 | 43.132 | 0 | 0 | 144811.38
PI0803-124.1 | PI0803-124 | PI0800-6393 | 1 | 647 | Rainfall_100yr | Rainfall | 0 | 0 | 63487.52 | 11.447 | 7.545 | 0.402 | 25.847 | 3.12 | 0 | 0 | 2 | 11.1 | 7.5516 | 0.652 | 25.807 | 3.095 | 2 | 5.254 | 0 | 0 | 63730.49
PI0804-109.1 | PI0804-109 | PI0800-6424 | 1 | 647 | Rainfall_100yr | Rainfall | 0 | 0 | 6760.78 | 12.097 | 1.0748 | 0.24 | 25.888 | 0.706 | 0 | 0 | 1 | 11.819 | 1.0768 | 0.394 | 25.88 | 0.713 | 1 | 1.774 | 0 | 0 | 6872.77
PI0804-126.1 | PI0804-126 | PI0804-109 | 1 | 647 | Rainfall_100yr | Rainfall | 0 | 0 | 6977.08 | 11.819 | 1.0799 | 0.235 | 25.88 | 0.715 | 0 | 0 | 1 | 11.778 | 1.0802 | 0.324 | 25.879 | 0.716 | 1 | 1.751 | 0 | 0 | 6993.94
PI0805-88.1 | PI0805-88 | PI0800-6710 | 1 | 647 | Rainfall_100yr | Rainfall | 0 | 0 | 24995.31 | 11.601 | 3.383 | 0.329 | 26.119 | 2.35 | 0 | 0 | 2 | 11.298 | 3.3881 | 0.583 | 26.063 | 2.292 | 2 | 1.783 | 0 | 0 | 25081.61
PI0806-55.1 | PI0806-55 | PI0800-7165 | 1 | 647 | Rainfall_100yr | Rainfall | 0 | 0 | 42942.41 | 10.318 | 9.353 | 0.118 | 26.308 | 0.699 | 0 | 0 | 1 | 9.548 | 9.355 | 0.121 | 26.308 | 0.702 | 1 | 169.972 | 0 | 0 | 43292.68
PI0807-113.1 | PI0807-113 | PI0800-10107 | 1 | 647 | Rainfall_100yr | Rainfall | 0 | 0 | 25850.01 | 8.473 | 1.5401 | 0.332 | 28.008 | 1.226 | 0 | 0 | 1 | 8.249 | 1.5417 | 0.566 | 28.065 | 1.232 | 1 | 1.773 | 0 | 0 | 25856.25
PI0808-124.1 | PI0808-124 | PI0800-10484 | 1 | 647 | Rainfall_100yr | Rainfall | 0 | 0 | 25967.93 | 6.272 | 2.7263 | 0.966 | 28.325 | 2.587 | 0 | 0 | 2 | 6.398 | 2.7271 | 0.821 | 28.983 | 2.341 | 2 | 2.26 | 0 | 0 | 25967.93
PI080901-738.1 | PI080901-738 | PI0809-784 | 1 | 647 | Rainfall_100yr | Rainfall | 0 | 0 | 77164.83 | 6.796 | 7.6086 | 0.666 | 29.741 | 3.509 | 0 | 0 | 2 | 8.81 | 7.6192 | 0.708 | 33.588 | 3.307 | 2 | 5.247 | 0 | 0 | 77168.44
PI080901-765.1 | PI080901-765 | PI080901-738 | 1 | 647 | Rainfall_100yr | Rainfall | 0 | 0 | 67717.2 | 8.907 | 6.4771 | 0.738 | 33.563 | 5.254 | 0 | 0 | 1 | 3.979 | 6.4872 | 5.242 | 33.826 | 14.528 | 1 | 15.419 | 0 | 0 | 67717.2
PI0809-1151.1 | PI0809-1151 | PI0809-784 | 1 | 647 | Rainfall_100yr | Rainfall | 0 | 0 | 147163.89 | 6.796 | 6.7553 | 0.726 | 29.569 | 1.992 | 0 | 0 | 1 | 6.357 | 6.7516 | 0.54 | 29.59 | 2.29 | 1 | 8.005 | 0 | 0 | 147178.55
PI0809-1271.1 | PI0809-1271 | PI0809-1151 | 1 | 647 | Rainfall_100yr | Rainfall | 0 | 0 | 147179.03 | 6.357 | 6.7928 | 0.588 | 29.597 | 3.261 | 0 | 0 | 1 | 8.221 | 7.2676 | 0.098 | 29.66 | 3.251 | 1 | -13.023 | 0 | 0 | 147310.89
PI0809-1380.1 | PI0809-1380 | PI0809-1271 | 1 | 647 | Rainfall_100yr | Rainfall | 0 | 0 | 97641.6 | 8.243 | 5.3725 | 0.117 | 29.633 | 3.308 | 0 | 0 | 1 | 5.45 | 5.3695 | 1.954 | 29.64 | 6.157 | 1 | 10.356 | 0 | 0 | 97703.65
PI0809-1431.1 | PI0809-1431 | PI0809-1380 | 1 | 647 | Rainfall_100yr | Rainfall | 0 | 0 | 173493.66 | 5.45 | 6.944 | 0.857 | 29.945 | 4.501 | 0 | 0 | 2 | 5.927 | 6.9443 | 0.687 | 30.544 | 4.411 | 2 | 3.253 | 0 | 0 | 173495.19
PI0809-1484.1 | PI0809-1484 | PI0809-1431 | 1 | 647 | Rainfall_100yr | Rainfall | 0 | 0 | 77994.33 | 5.979 | 4.3968 | 0.736 | 30.345 | 4.405 | 0 | 0 | 2 | 5.635 | 4.4836 | 1.024 | 30.361 | 4.349 | 2 | 2.862 | 0 | 0 | 77995.21
PI0809-240.1 | PI0809-240 | PI0800-11010 | 1 | 647 | Rainfall_100yr | Rainfall | 0 | 0 | 220475.64 | 10.019 | 7.4331 | 0.064 | 28.757 | 2.017 | 0 | 0 | 1 | 9.797 | 7.4293 | 0.486 | 28.991 | 2.023 | 1 | 9.859 | 0 | 0 | 221189.28
PI0809-714.1 | PI0809-714 | PI0809-240 | 1 | 647 | Rainfall_100yr | Rainfall | 0 | 0 | 221213.77 | 9.807 | 7.4257 | 0.479 | 29.001 | 2.022 | 0 | 0 | 1 | 9.367 | 7.4209 | 0.629 | 29.462 | 2.034 | 1 | 9.859 | 0 | 0 | 222103.61
PI0809-784.1 | PI0809-784 | PI0809-714 | 1 | 647 | Rainfall_100yr | Rainfall | 0 | 0 | 222113.78 | 9.395 | 7.4188 | 0.56 | 29.49 | 2.032 | 0 | 0 | 1 | 6.751 | 7.4182 | 2.319 | 29.581 | 7.336 | 1 | 44.683 | 0 | 0 | 222120.36
PI0810-62.1 | PI0810-62 | PI0800-13663 | 1 | 647 | Rainfall_100yr | Rainfall | 0 | 0 | 25512.14 | 4.571 | 2.4133 | 0.468 | 33.703 | 2.309 | 0 | 0 | 2 | 4.706 | 2.4115 | 0.47 | 33.987 | 2.287 | 2 | 1.759 | 0 | 0 | 25516.02
PI0900-1019.1 | PI0900-1019 | PI0900-384 | 1 | 647 | Rainfall_100yr | Rainfall | 0 | 0 | 303182.78 | 6.462 | 3.8802 | 0.99 | 25.022 | 3.624 | 0 | 0 | 2 | 12.659 | 3.876 | 2.359 | 32.773 | 7.034 | 2 | 1.784 | 0 | 0 | 304019.25
PI0900-384.1 | PI0900-384 | PI0800-7023 | 1 | 647 | Rainfall_100yr | Rainfall | 0 | 0 | 170988.03 | 7.935 | 3.8878 | 1.043 | 26.371 | 5.535 | 0 | 0 | 2 | 6.471 | 3.8803 | 1.304 | 24.916 | 3.496 | 2 | 0 | 0 | 0 | 171345.13
PI1000-0.1 | PI1000-0 | PI0900-1019 | 1 | 647 | Rainfall_100yr | Rainfall | 0 | 0 | 304144.59 | 15.713 | 3.9539 | 0 | 32.713 | 0 | 0 | 0 | 0 | 4.794 | 3.9539 | 0 | 21.794 | 0 | 0 | 0 | 0 | 7 | 304144.59
PI1000-1300.1 | PI1000-1300 | PI1000-953 | 1 | 647 | Rainfall_100yr | Rainfall | 0 | 0 | -38611.63 | 5.624 | -3.9022 | 0.597 | 21.509 | 2.533 | 0 | 0 | 1 | 4.474 | -3.8163 | 0.639 | 21.037 | 2.668 | 1 | 4.669 | 0 | 0 | -37925.84
PI1000-1456.1 | PI1000-1456 | PI1000-1300 | 1 | 647 | Rainfall_100yr | Rainfall | 0 | 0 | 623619.13 | 4.463 | 13.3402 | 0.466 | 21.079 | 2.566 | 0 | 0 | 1 | 4.287 | 13.3415 | 0.661 | 21.235 | 2.572 | 1 | 18.903 | 0 | 0 | 624411.94
PI1000-15.1 | PI1000-15 | PI1000-7 | 1 | 647 | Rainfall_100yr | Rainfall | 0 | 0 | 69619.88 | 8.365 | -6.4104 | 0.461 | 22.041 | 2.079 | 0 | 0 | 1 | 8.034 | -6.4101 | 1.117 | 22.041 | 3.893 | 1 | 71.548 | 0 | 0 | 69630.96
PI1000-1683.1 | PI1000-1683 | PI1000-1456 | 1 | 647 | Rainfall_100yr | Rainfall | 0 | 0 | 76307.96 | 4.061 | 3.5536 | 0.906 | 21.165 | 2.308 | 0 | 0 | 1 | 3.227 | 3.5545 | 0.868 | 21.178 | 2.768 | 1 | 9.688 | 0 | 0 | 76882.27
PI1000-1964.1 | PI1000-1964 | PI1000-1683 | 1 | 647 | Rainfall_100yr | Rainfall | 0 | 0 | 128551.66 | 3.228 | 6.4641 | 0.796 | 21.211 | 2.616 | 0 | 0 | 1 | 2.351 | 6.4666 | 0.887 | 21.39 | 3.17 | 1 | 9.688 | 0 | 0 | 129245.08
PI1000-1994.1 | PI1000-1994 | PI1000-1964 | 1 | 647 | Rainfall_100yr | Rainfall | 0 | 0 | 22729.61 | 2.361 | 1.6768 | 0.355 | 21.364 | 0.899 | 0 | 0 | 1 | 2.784 | 1.6771 | 0.085 | 21.361 | 0.885 | 1 | -12.527 | 0 | 0 | 22782.4
PI1000-2198.1 | PI1000-2198 | PI1000-1994 | 1 | 647 | Rainfall_100yr | Rainfall | 0 | 0 | 44262.11 | 2.784 | 1.9572 | 0.085 | 21.372 | 1.028 | 0 | 0 | 1 | 2.245 | 1.9493 | 0.599 | 21.436 | 1.323 | 1 | 5.717 | 0 | 0 | 44630.42
PI1000-2345.1 | PI1000-2345 | PI1000-2198 | 1 | 647 | Rainfall_100yr | Rainfall | 0 | 0 | 44648.45 | 2.249 | 1.9487 | 0.622 | 21.454 | 1.469 | 0 | 0 | 1 | 1.934 | 1.9489 | 0.738 | 21.576 | 2.184 | 1 | 3.516 | 0 | 0 | 44826.1
PI1000-2708.1 | PI1000-2708 | PI1000-2345 | 1 | 647 | Rainfall_100yr | Rainfall | 0 | 0 | 44837.14 | 1.939 | 1.9488 | 0.69 | 21.581 | 2.085 | 0 | 0 | 1 | 1.159 | 1.9489 | 0.746 | 21.883 | 2.663 | 1 | 3.516 | 0 | 0 | 45014.52
PI1000-2929.1 | PI1000-2929 | PI1000-2708 | 1 | 647 | Rainfall_100yr | Rainfall | 0 | 0 | 45014.54 | 1.168 | 1.9493 | 0.772 | 21.933 | 3.013 | 0 | 0 | 2 | 1.474 | 1.9491 | 0.495 | 22.557 | 2.315 | 2 | 1.342 | 0 | 0 | 45014.56
PI1000-3317.1 | PI1000-3317 | PI1000-2929 | 1 | 647 | Rainfall_100yr | Rainfall | 0 | 0 | 55.46 | 0.988 | 0.13856 | 0.059 | 22.488 | 0.252 | 0 | 0 | 0.99 | 0.079 | 0.01057 | 0.276 | 23.081 | 0.363 | 1 | 2.214 | 0 | 0 | 55.45
PI1000-622.1 | PI1000-622 | PI1000-15 | 1 | 647 | Rainfall_100yr | Rainfall | 0 | 0 | 23237.85 | 8.018 | -5.0536 | 0.709 | 22.017 | 2.73 | 0 | 0 | 1 | 6.529 | -5.0544 | 0.645 | 21.725 | 2.716 | 1 | 10.056 | 0 | 0 | 25331.05
PI1000-7.1 | PI1000-7 | PI1000-0 | 1 | 647 | Rainfall_100yr | Rainfall | 0 | 0 | 240309.34 | 8.65 | 4.2002 | 1.482 | 21.891 | 6.309 | 0 | 0 | 1 | 8.34 | 3.8002 | 1.481 | 22.033 | 5.913 | 1 | 4.424 | 0 | 0 | 240341.98
PI1000-719.1 | PI1000-719 | PI1000-622 | 1 | 647 | Rainfall_100yr | Rainfall | 0 | 0 | -17929.49 | 6.525 | -4.9629 | 0.517 | 21.757 | -2.328 | 0 | 0 | 2 | 6.254 | -4.9603 | 0.588 | 21.65 | 2.475 | 2 | 4.669 | 0 | 0 | -17733.37
PI1000-953.1 | PI1000-953 | PI1000-719 | 1 | 647 | Rainfall_100yr | Rainfall | 0 | 0 | -26877.06 | 6.249 | -5.0461 | 0.563 | 21.654 | 2.41 | 0 | 0 | 2 | 5.629 | -5.0412 | 0.622 | 21.496 | 2.609 | 2 | 4.669 | 0 | 0 | -26408.2
PI1001-23.1 | PI1001-23 | PI1000-0 | 1 | 647 | Rainfall_100yr | Rainfall | 0 | 0 | 64418.52 | 8.636 | 2.0821 | 0.777 | 21.857 | 1.9 | 0 | 0 | 1 | 2.936 | 2.0822 | 4.147 | 21.999 | 8.636 | 1 | 15.897 | 0 | 0 | 64444.6
PI1001-505.1 | PI1001-505 | PI1001-23 | 1 | 647 | Rainfall_100yr | Rainfall | 0 | 0 | 60177.52 | 3.031 | 3.1157 | 0.963 | 22.107 | 3.421 | 0 | 0 | 2 | 3.063 | 3.1458 | 0.884 | 22.707 | 3.362 | 2 | 2.436 | 0 | 0 | 60184.84
PI1001-552.1 | PI1001-552 | PI1001-505 | 1 | 647 | Rainfall_100yr | Rainfall | 0 | 0 | 54538.56 | 3.104 | 3.2123 | 0.759 | 22.665 | 3.561 | 0 | 0 | 1 | 2.748 | 3.2135 | 1.26 | 22.822 | 4.051 | 1 | 3.672 | 0 | 0 | 54538.56
PI1002-154.1 | PI1002-154 | PI1000-7 | 1 | 647 | Rainfall_100yr | Rainfall | 0 | 0 | 112599.27 | 8.005 | 6.4955 | 0.302 | 22.104 | 2.893 | 0 | 0 | 2 | 8.053 | 6.4964 | 0.703 | 22.678 | 2.886 | 2 | 5.984 | 0 | 0 | 112918.55
PI100301-195.1 | PI100301-195 | PI1003-93 | 1 | 647 | Rainfall_100yr | Rainfall | 0 | 0 | -34556.77 | 3.987 | -2.9766 | 0.861 | 22.123 | -2.956 | 0 | 0 | 1 | 3.131 | -2.9766 | 1.193 | 21.784 | -3.13 | 1 | 3.494 | 0 | 0 | -34512.91
PI1003-366.1 | PI1003-366 | PI1003-93 | 1 | 647 | Rainfall_100yr | Rainfall | 0 | 0 | 83220.94 | 3.987 | 3.4246 | 0.531 | 22.122 | 3.466 | 0 | 0 | 1 | 3.445 | 3.5839 | 1.337 | 22.606 | 3.723 | 1 | 4.582 | 0 | 0 | 83269.81
PI1003-93.1 | PI1003-93 | PI1000-15 | 1 | 647 | Rainfall_100yr | Rainfall | 0 | 0 | 44997.45 | 8.018 | 2.3378 | 0.256 | 21.992 | 1.963 | 0 | 0 | 1 | 3.987 | 2.3374 | 1.947 | 21.987 | 4.197 | 1 | 7.233 | 0 | 0 | 45092.29
PI1004-244.1 | PI1004-244 | PI1000-1300 | 1 | 647 | Rainfall_100yr | Rainfall | 0 | 0 | -167066.45 | 4.482 | -7.3502 | 0.162 | 21.163 | -3.75 | 0 | 0 | 2 | 3.853 | -7.348 | 0.921 | 20.853 | -3.976 | 2 | 4.76 | 0 | 0 | -166591.91
PI1005-259.1 | PI1005-259 | PI1005-49 | 1 | 647 | Rainfall_100yr | Rainfall | 0 | 0 | -100787.41 | 4.304 | -3.032 | 0.55 | 21.277 | 1.309 | 0 | 0 | 1 | 3.787 | -3.0313 | 0.601 | 21.202 | 1.632 | 1 | 7.265 | 0 | 0 | -100249.5
PI1005-49.1 | PI1005-49 | PI1000-1456 | 1 | 647 | Rainfall_100yr | Rainfall | 0 | 0 | 312213.13 | 4.312 | 6.5979 | 0.564 | 21.251 | 2.488 | 0 | 0 | 1 | 4.288 | 6.5979 | 0.57 | 21.331 | 2.489 | 1 | 7.265 | 0 | 0 | 312339.91
PI1005-547.1 | PI1005-547 | PI1005-259 | 1 | 647 | Rainfall_100yr | Rainfall | 0 | 0 | 121778.7 | 3.781 | 2.4657 | 0.345 | 21.195 | 1.257 | 0 | 0 | 1 | 3.308 | 2.4683 | 0.606 | 21.328 | 1.631 | 1 | 4.817 | 0 | 0 | 122325.94
PI1006-305.1 | PI1006-305 | PI1000-1964 | 1 | 647 | Rainfall_100yr | Rainfall | 0 | 0 | 99834.12 | 2.361 | 5.1928 | 0.611 | 21.46 | 2.777 | 0 | 0 | 2 | 2.405 | 5.1947 | 0.628 | 22.11 | 2.763 | 2 | 4.658 | 0 | 0 | 100332.14
PI1006-555.1 | PI1006-555 | PI1006-305 | 1 | 647 | Rainfall_100yr | Rainfall | 0 | 0 | 105783.07 | 2.422 | 6.6605 | 0.599 | 22.203 | 3.532 | 0 | 0 | 2 | 2.515 | 6.6609 | 0.849 | 23.207 | 3.518 | 2 | 6.304 | 0 | 0 | 105953.09
PI1007-352.1 | PI1007-352 | PI1000-2929 | 1 | 647 | Rainfall_100yr | Rainfall | 0 | 0 | 43223.41 | 1.488 | 1.8883 | 0.481 | 22.546 | 2.262 | 0 | 0 | 2 | 1.946 | 1.8903 | 0.492 | 23.517 | 2.172 | 2 | 1.342 | 0 | 0 | 43223.42
PI1100-1318.1 | PI1100-1318 | PI1100-995 | 1 | 647 | Rainfall_100yr | Rainfall | 0 | 0 | 400864.44 | 4.914 | 12.6242 | 0.955 | 29.007 | 5.243 | 0 | 0 | 1 | 7.255 | 12.6331 | 0.084 | 29.962 | 3.522 | 1 | -14.753 | 0 | 0 | 401287.56
PI1100-1349.1 | PI1100-1349 | PI1100-1318 | 1 | 647 | Rainfall_100yr | Rainfall | 0 | 0 | 395410.91 | 7.395 | 13.8642 | 0.092 | 30.143 | 3.85 | 0 | 0 | 2 | 7.473 | 13.8684 | 0.157 | 30.291 | 3.848 | 2 | 11.494 | 0 | 0 | 395489.34
PI1100-1495.1 | PI1100-1495 | PI1100-1349 | 1 | 647 | Rainfall_100yr | Rainfall | 0 | 0 | 365778.66 | 7.637 | 11.658 | 0.102 | 30.364 | 3.253 | 0 | 0 | 2 | 7.603 | 11.661 | 0.5 | 30.629 | 3.248 | 2 | 10.254 | 0 | 0 | 366098.09
PI1100-1531.1 | PI1100-1531 | PI1100-1495 | 1 | 647 | Rainfall_100yr | Rainfall | 0 | 0 | 195198.47 | 7.634 | 9.3178 | 0.244 | 30.613 | 2.578 | 0 | 0 | 1 | 7.606 | 9.3182 | 0.442 | 30.674 | 2.579 | 1 | 11.291 | 0 | 0 | 195263.97
PI1100-1765.1 | PI1100-1765 | PI1100-1531 | 1 | 647 | Rainfall_100yr | Rainfall | 0 | 0 | 173357.36 | 7.619 | 8.055 | 0.447 | 30.662 | 2.231 | 0 | 0 | 2 | 7.632 | 8.052 | 0.409 | 30.895 | 2.226 | 2 | 6.617 | 0 | 0 | 173713.69
PI1100-1973.1 | PI1100-1973 | PI1100-1765 | 1 | 647 | Rainfall_100yr | Rainfall | 0 | 0 | 130457.56 | 7.644 | 5.2834 | 0.234 | 30.861 | 1.465 | 0 | 0 | 1 | 7.362 | 5.4122 | 0.595 | 31.103 | 1.503 | 1 | 11.302 | 0 | 0 | 130630.14
PI1100-2008.1 | PI1100-2008 | PI1100-1973 | 1 | 647 | Rainfall_100yr | Rainfall | 0 | 0 | 53387.75 | 7.367 | 3.6051 | 0.491 | 31.08 | 1.182 | 0 | 0 | 1 | 7.217 | 3.6068 | 0.397 | 30.941 | 1.023 | 1 | 3.842 | 0 | 0 | 53400.24
PI1100-2504.1 | PI1100-2504 | PI1100-2008 | 1 | 647 | Rainfall_100yr | Rainfall | 0 | 0 | 127725.2 | 7.217 | 6.2747 | 0.452 | 31.054 | 2.852 | 0 | 0 | 1 | 5.037 | 6.5987 | 1.264 | 32.886 | 4.584 | 1 | 9.393 | 0 | 0 | 127741.37
PI1100-2781.1 | PI1100-2781 | PI1100-2504 | 1 | 647 | Rainfall_100yr | Rainfall | 0 | 0 | 106828.03 | 5.156 | 4.7992 | 0.662 | 32.871 | 2.38 | 0 | 0 | 1 | 4.606 | 4.7985 | 0.706 | 33.015 | 2.888 | 1 | 5.244 | 0 | 0 | 106837.12
PI1100-2824.1 | PI1100-2824 | PI1100-2781 | 1 | 647 | Rainfall_100yr | Rainfall | 0 | 0 | 116597.47 | 4.611 | 6.2485 | 0.666 | 33.127 | 3.082 | 0 | 0 | 2 | 4.641 | 6.2488 | 0.702 | 33.27 | 3.078 | 2 | 5.346 | 0 | 0 | 116598.87
PI1100-3029.1 | PI1100-3029 | PI1100-2824 | 1 | 647 | Rainfall_100yr | Rainfall | 0 | 0 | 108228.95 | 4.664 | 6.1672 | 0.627 | 33.288 | 3.036 | 0 | 0 | 1 | 2.388 | 6.1682 | 1.57 | 34.051 | 5.266 | 1 | 12.721 | 0 | 0 | 108231.42
PI1100-3133.1 | PI1100-3133 | PI1100-3029 | 1 | 647 | Rainfall_100yr | Rainfall | 0 | 0 | 79754.04 | 2.443 | 4.1348 | 0.993 | 34.162 | 4.906 | 0 | 0 | 2 | 2.933 | 4.2611 | 0.906 | 35.154 | 4.691 | 2 | 2.477 | 0 | 0 | 79757.2
PI1100-375.1 | PI1100-375 | PI0800-9800 | 1 | 647 | Rainfall_100yr | Rainfall | 0 | 0 | 432447.97 | 9.035 | 22.2552 | 0.45 | 27.808 | 2.93 | 0 | 0 | 1 | 10.717 | 22.2444 | 0.047 | 27.851 | 2.878 | 1 | -44.099 | 0 | 0 | 433311.72
PI1100-673.1 | PI1100-673 | PI1100-375 | 1 | 647 | Rainfall_100yr | Rainfall | 0 | 0 | 425521.91 | 10.721 | 15.0087 | 0.069 | 27.926 | 3.274 | 0 | 0 | 1 | 7.267 | 15.0187 | 1.484 | 28.363 | 5.764 | 1 | 35.378 | 0 | 0 | 425745.94
PI1100-900.1 | PI1100-900 | PI1100-673 | 1 | 647 | Rainfall_100yr | Rainfall | 0 | 0 | 425342.94 | 7.283 | 15.0278 | 0.934 | 28.377 | 4.507 | 0 | 0 | 1 | 9.41 | 15.0355 | 0.07 | 28.649 | 3.314 | 1 | -27.927 | 0 | 0 | 425793
PI1100-995.1 | PI1100-995 | PI1100-900 | 1 | 647 | Rainfall_100yr | Rainfall | 0 | 0 | 371448.78 | 9.432 | 12.5119 | 0.08 | 28.68 | 3.388 | 0 | 0 | 1 | 4.895 | 12.5134 | 2.948 | 28.901 | 10.795 | 1 | 50.48 | 0 | 0 | 371511.72
PI1101-138.1 | PI1101-138 | PI1100-375 | 1 | 647 | Rainfall_100yr | Rainfall | 0 | 0 | -30268.39 | 10.721 | 12.4474 | 0.08 | 27.866 | 3.391 | 0 | 0 | 2 | 10.308 | 12.4324 | 0.31 | 27.803 | 3.382 | 2 | 11.384 | 0 | 0 | -29874.81
PI110201-32.1 | PI110201-32 | PI1102-138 | 1 | 647 | Rainfall_100yr | Rainfall | 0 | 0 | -49698.65 | 10.318 | -4.3781 | 0.239 | 27.935 | -3.078 | 0 | 0 | 2 | 9.769 | -4.378 | 0.434 | 27.456 | -3.16 | 2 | 1.782 | 0 | 0 | -49672.26
PI110202-12.1 | PI110202-12 | PI1102-138 | 1 | 647 | Rainfall_100yr | Rainfall | 0 | 0 | -29770.99 | 10.318 | -3.3432 | 0.161 | 27.874 | -2.352 | 0 | 0 | 2 | 10.183 | -3.343 | 0.24 | 27.769 | -2.367 | 2 | 1.782 | 0 | 0 | -29761.08
PI110203-41.1 | PI110203-41 | PI1102-290 | 1 | 647 | Rainfall_100yr | Rainfall | 0 | 0 | 31687.66 | 9.96 | 1.7285 | 0.375 | 27.821 | 1.248 | 0 | 0 | 1 | 9.865 | 1.7291 | 0.661 | 27.876 | 1.259 | 1 | 2.163 | 0 | 0 | 31720.04
PI110204-12.1 | PI110204-12 | PI1102-679 | 1 | 647 | Rainfall_100yr | Rainfall | 0 | 0 | 19162.3 | 3.535 | 1.5679 | 0.791 | 28.36 | 1.946 | 0 | 0 | 1 | 3.346 | 1.5681 | 1.295 | 28.386 | 3.227 | 1 | 4.762 | 0 | 0 | 19162.3
PI1102-138.1 | PI1102-138 | PI1100-375 | 1 | 647 | Rainfall_100yr | Rainfall | 0 | 0 | 18822 | 10.721 | 4.6504 | 0.085 | 27.851 | 1.998 | 0 | 0 | 1 | 10.321 | 4.6321 | 0.581 | 27.802 | 1.994 | 1 | 5.289 | 0 | 0 | 19071.85
PI1102-290.1 | PI1102-290 | PI1102-138 | 1 | 647 | Rainfall_100yr | Rainfall | 0 | 0 | 39573.82 | 10.318 | 2.3948 | 0.282 | 27.791 | 1.32 | 0 | 0 | 1 | 9.959 | 2.3817 | 0.617 | 27.811 | 1.321 | 1 | 3.228 | 0 | 0 | 39762.9
PI1102-469.1 | PI1102-469 | PI1102-290 | 1 | 647 | Rainfall_100yr | Rainfall | 0 | 0 | 18319.3 | 9.96 | 1.4105 | 0.243 | 27.813 | 1.028 | 0 | 0 | 1 | 6.842 | 1.4124 | 1.183 | 27.883 | 2.39 | 1 | 4.762 | 0 | 0 | 18347.86
PI1102-679.1 | PI1102-679 | PI1102-469 | 1 | 647 | Rainfall_100yr | Rainfall | 0 | 0 | 19162.28 | 6.844 | 1.5641 | 0.876 | 27.884 | 1.841 | 0 | 0 | 1 | 3.505 | 1.5661 | 1.493 | 28.33 | 3.529 | 1 | 4.762 | 0 | 0 | 19162.3
PI110301-45.1 | PI110301-45 | PI1103-314 | 1 | 647 | Rainfall_100yr | Rainfall | 0 | 0 | 95007.3 | 5.215 | 5.8047 | 0.972 | 28.933 | 5.364 | 0 | 0 | 2 | 6.246 | 5.8421 | 0.874 | 30.137 | 5.076 | 2 | 2.364 | 0 | 0 | 95007.32
PI110302-123.1 | PI110302-123 | PI1103-1025 | 1 | 647 | Rainfall_100yr | Rainfall | 0 | 0 | 17440.1 | 5.799 | 2.0492 | 0.382 | 30.939 | 1.823 | 0 | 0 | 2 | 5.885 | 2.055 | 0.636 | 31.334 | 1.817 | 2 | 1.786 | 0 | 0 | 17440.14
PI1103-1025.1 | PI1103-1025 | PI1103-314 | 1 | 647 | Rainfall_100yr | Rainfall | 0 | 0 | 26075.25 | 5.207 | 2.0421 | 0.971 | 28.566 | 2.551 | 0 | 0 | 2 | 5.773 | 2.054 | 0.654 | 30.915 | 2.024 | 2 | 1.784 | 0 | 0 | 26075.34
PI1103-1099.1 | PI1103-1099 | PI1103-1025 | 1 | 647 | Rainfall_100yr | Rainfall | 0 | 0 | 8587.54 | 5.799 | 1.1635 | 0.26 | 30.889 | 1.047 | 0 | 0 | 1 | 5.619 | 1.175 | 0.529 | 30.889 | 1.193 | 1 | 1.767 | 0 | 0 | 8587.56
PI1103-1143.1 | PI1103-1143 | PI1103-1099 | 1 | 647 | Rainfall_100yr | Rainfall | 0 | 0 | 8090.55 | 5.619 | 2.8764 | 0.111 | 30.983 | 2.588 | 0 | 0 | 2 | 5.841 | 2.8637 | 0.108 | 31.315 | 2.546 | 2 | 1.779 | 0 | 0 | 8090.57
PI1103-314.1 | PI1103-314 | PI1103-71 | 1 | 647 | Rainfall_100yr | Rainfall | 0 | 0 | 22598.48 | 9.266 | -2.8148 | 0.245 | 28.608 | -0.945 | 0 | 0 | 1 | 8.578 | -2.7774 | 0.578 | 28.53 | 1.285 | 1 | 7.932 | 0 | 0 | 23139.36
PI1103-71.1 | PI1103-71 | PI1100-900 | 1 | 647 | Rainfall_100yr | Rainfall | 0 | 0 | 51859.68 | 9.432 | 2.9764 | 0.048 | 28.583 | 1.017 | 0 | 0 | 1 | 9.266 | 2.9824 | 0.382 | 28.596 | 1.023 | 1 | 8.005 | 0 | 0 | 52033.09
PI1104-32.1 | PI1104-32 | PI1100-1318 | 1 | 647 | Rainfall_100yr | Rainfall | 0 | 0 | 22034.76 | 7.395 | 2.8084 | 0.059 | 29.924 | 1.686 | 0 | 0 | 1 | 7.327 | 2.8084 | 0.177 | 29.941 | 1.687 | 1 | 3.248 | 0 | 0 | 22074.73
PI110501-25.1 | PI110501-25 | PI1105-714 | 1 | 647 | Rainfall_100yr | Rainfall | 0 | 0 | 99549.48 | 8.264 | 6.0062 | 0.29 | 32.278 | 3.496 | 0 | 0 | 2 | 8.476 | 6.0049 | 0.438 | 32.549 | 3.473 | 2 | 3.181 | 0 | 0 | 99552.39
PI110501-90.1 | PI110501-90 | PI110501-25 | 1 | 647 | Rainfall_100yr | Rainfall | 0 | 0 | 82223.02 | 8.612 | 4.3289 | 0.456 | 32.599 | 3.405 | 0 | 0 | 2 | 9.017 | 4.3313 | 0.608 | 33.211 | 3.268 | 2 | 1.769 | 0 | 0 | 82224.92
PI110502-88.1 | PI110502-88 | PI1105-1032 | 1 | 647 | Rainfall_100yr | Rainfall | 0 | 0 | 45591.53 | 8.24 | 4.7649 | 0.123 | 32.743 | 3.018 | 0 | 0 | 2 | 8.114 | 4.7659 | 0.491 | 32.837 | 2.985 | 2 | 3.233 | 0 | 0 | 45591.6
PI1105-1032.1 | PI1105-1032 | PI1105-714 | 1 | 647 | Rainfall_100yr | Rainfall | 0 | 0 | 131302.86 | 8.264 | 6.4069 | 0.288 | 32.174 | 2.971 | 0 | 0 | 2 | 8.21 | 6.4457 | 0.593 | 32.75 | 2.939 | 2 | 4.672 | 0 | 0 | 131310.2
PI1105-1142.1 | PI1105-1142 | PI1105-1032 | 1 | 647 | Rainfall_100yr | Rainfall | 0 | 0 | 61876.05 | 8.24 | 2.6896 | 0.275 | 32.751 | 1.632 | 0 | 0 | 1 | 8.184 | 2.6666 | 0.613 | 32.967 | 1.6 | 1 | 3.202 | 0 | 0 | 61876.12
PI1105-714.1 | PI1105-714 | PI1100-1495 | 1 | 647 | Rainfall_100yr | Rainfall | 0 | 0 | 214748.81 | 7.634 | 7.3924 | 0.132 | 30.636 | 2.577 | 0 | 0 | 2 | 8.239 | 7.4021 | 0.523 | 32.188 | 2.544 | 2 | 5.781 | 0 | 0 | 215393.8
PI1106-43.1 | PI1106-43 | PI1100-1973 | 1 | 647 | Rainfall_100yr | Rainfall | 0 | 0 | 21246.49 | 7.367 | 1.7165 | 0.14 | 31.094 | 1.417 | 0 | 0 | 1 | 7.194 | 1.5968 | 0.381 | 31.034 | 1.315 | 1 | 1.816 | 0 | 0 | 21255.17
PI1200-120.1 | PI1200-120 | PI1200-75 | 1 | 647 | Rainfall_100yr | Rainfall | 0 | 0 | 76174.89 | 9.896 | 47.6479 | 0.62 | 26.615 | 6.344 | 0 | 0 | 2 | 9.737 | 47.6413 | 0.691 | 26.571 | 6.337 | 2 | 33.57 | 0 | 0 | 76381.87
PI1200-1654.1 | PI1200-1654 | PI1200-902 | 1 | 647 | Rainfall_100yr | Rainfall | 0 | 0 | 245612.03 | 9.362 | 13.7609 | 0.745 | 27.135 | 3.988 | 0 | 0 | 2 | 7.91 | 13.8752 | 0.701 | 27.582 | 3.938 | 2 | 11.318 | 0 | 0 | 246185.77
PI1200-1943.1 | PI1200-1943 | PI1200-1654 | 1 | 647 | Rainfall_100yr | Rainfall | 0 | 0 | 141549.64 | 7.918 | 6.3832 | 0.475 | 27.562 | 1.788 | 0 | 0 | 1 | 7.315 | 6.4206 | 0.717 | 27.679 | 2.433 | 1 | 11.286 | 0 | 0 | 141553.36
PI1200-2006.1 | PI1200-2006 | PI1200-1943 | 1 | 647 | Rainfall_100yr | Rainfall | 0 | 0 | 22728.9 | 7.321 | 3.6955 | 0.318 | 27.663 | 2.317 | 0 | 0 | 1 | 6.801 | 3.8526 | 1.132 | 27.67 | 2.602 | 1 | 5.909 | 0 | 0 | 22729.04
PI1200-222.1 | PI1200-222 | PI1200-120 | 1 | 647 | Rainfall_100yr | Rainfall | 0 | 0 | 1058202.25 | 9.669 | 47.6266 | 0.582 | 26.722 | 6.313 | 0 | 0 | 1 | 9.284 | 47.6266 | 1.099 | 27.021 | 6.321 | 1 | 54.472 | 0 | 0 | 1058548.88
PI1200-2261.1 | PI1200-2261 | PI1200-2006 | 1 | 647 | Rainfall_100yr | Rainfall | 0 | 0 | -43262.37 | 6.801 | -3.5437 | 0.981 | 27.709 | 2.353 | 0 | 0 | 1 | 4.262 | -3.1656 | 1.222 | 27.309 | 3.209 | 1 | 5.909 | 0 | 0 | -43262.28
PI1200-275.1 | PI1200-275 | PI1200-222 | 1 | 647 | Rainfall_100yr | Rainfall | 0 | 0 | 821551.44 | 9.41 | 47.4658 | 0.823 | 26.92 | 6.291 | 0 | 0 | 1 | 9.105 | 47.465 | 1.093 | 26.97 | 6.296 | 1 | 54.472 | 0 | 0 | 821651.19
PI1200-462.1 | PI1200-462 | PI1200-275 | 1 | 647 | Rainfall_100yr | Rainfall | 0 | 0 | 884123.13 | 9.153 | 47.4638 | 0.783 | 27.047 | 6.28 | 0 | 0 | 1 | 8.131 | 47.4766 | 1.169 | 27.27 | 6.3 | 1 | 54.472 | 0 | 0 | 884187.13
PI1200-75.1 | PI1200-75 | PI0800-7771 | 1 | 647 | Rainfall_100yr | Rainfall | 0 | 0 | 798457.88 | 10.038 | 47.8947 | 0.895 | 26.5 | 4.739 | 0 | 0 | 1 | 9.866 | 47.8957 | 0.716 | 26.522 | 4.739 | 1 | 50.637 | 0 | 0 | 798883.06
PI1200-902.1 | PI1200-902 | PI1200-462 | 1 | 647 | Rainfall_100yr | Rainfall | 0 | 0 | 92868.5 | 12.369 | 19.7596 | 0.072 | 27.186 | 3.676 | 0 | 0 | 1 | 9.362 | 19.7455 | 0.845 | 27.104 | 3.761 | 1 | 33.499 | 0 | 0 | 94916.52
PI120101-204.1 | PI120101-204 | PI1201-252 | 1 | 647 | Rainfall_100yr | Rainfall | 0 | 0 | 22318.6 | 6.791 | 9.0994 | 0.355 | 27.52 | 4.592 | 0 | 0 | 2 | 5.165 | 9.0535 | 1.13 | 27.258 | 4.543 | 2 | 8.579 | 0 | 0 | 22319.73
PI120101-457.1 | PI120101-457 | PI120101-204 | 1 | 647 | Rainfall_100yr | Rainfall | 0 | 0 | 78585.29 | 5.15 | 5.814 | 0.51 | 27.235 | 4.36 | 0 | 0 | 2 | 3.928 | 6.3277 | 1.091 | 27.717 | 4.616 | 2 | 5.276 | 0 | 0 | 78586.7
PI120101-498.1 | PI120101-498 | PI120101-457 | 1 | 647 | Rainfall_100yr | Rainfall | 0 | 0 | 43001.3 | 3.939 | 3.097 | 1.064 | 27.684 | 3.349 | 0 | 0 | 2 | 3.708 | 2.7774 | 1.065 | 27.728 | 3.167 | 2 | 2.91 | 0 | 0 | 43001.49
PI1201-1141.1 | PI1201-1141 | PI1201-933 | 1 | 647 | Rainfall_100yr | Rainfall | 0 | 0 | 21940.97 | 5.087 | 4.3677 | 0.507 | 27.472 | 3.284 | 0 | 0 | 2 | 4.597 | 4.4765 | 0.667 | 27.51 | 3.274 | 2 | 3.224 | 0 | 0 | 21941.07
PI1201-1184.1 | PI1201-1184 | PI1201-1141 | 1 | 647 | Rainfall_100yr | Rainfall | 0 | 0 | 48363.63 | 4.6 | 2.5737 | 0.717 | 27.515 | 2.856 | 0 | 0 | 2 | 4.59 | 2.5611 | 0.659 | 27.618 | 2.816 | 2 | 1.778 | 0 | 0 | 48363.64
PI1201-202.1 | PI1201-202 | PI1200-462 | 1 | 647 | Rainfall_100yr | Rainfall | 0 | 0 | 314442.97 | 8.168 | 14.0693 | 1.065 | 27.239 | 4.512 | 0 | 0 | 1 | 7.058 | 14.0175 | 1.21 | 27.482 | 5.229 | 1 | 18.476 | 0 | 0 | 314444.34
PI1201-252.1 | PI1201-252 | PI1201-202 | 1 | 647 | Rainfall_100yr | Rainfall | 0 | 0 | 277855.88 | 7.073 | 13.9076 | 0.993 | 27.459 | 4.61 | 0 | 0 | 1 | 6.773 | 13.899 | 1.161 | 27.489 | 5.113 | 1 | 18.476 | 0 | 0 | 277856.06
PI1201-507.1 | PI1201-507 | PI1201-252 | 1 | 647 | Rainfall_100yr | Rainfall | 0 | 0 | -31717.99 | 6.791 | 6.3459 | 0.811 | 27.543 | 3.957 | 0 | 0 | 1 | 5.78 | -6.0945 | 0.696 | 27.171 | 3.643 | 1 | 7.907 | 0 | 0 | -31717.75
PI1201-684.1 | PI1201-684 | PI1201-507 | 1 | 647 | Rainfall_100yr | Rainfall | 0 | 0 | 48307.95 | 5.742 | 6.0645 | 0.715 | 27.073 | 4.901 | 0 | 0 | 2 | 5.196 | 6.0619 | 0.684 | 26.968 | 4.505 | 2 | 3.224 | 0 | 0 | 48308.13
PI1201-888.1 | PI1201-888 | PI1201-684 | 1 | 647 | Rainfall_100yr | Rainfall | 0 | 0 | 82780.3 | 5.191 | 6.069 | 0.631 | 26.957 | 4.494 | 0 | 0 | 2 | 4.765 | 6.2255 | 0.684 | 27.042 | 4.314 | 2 | 3.224 | 0 | 0 | 82780.34
PI1201-933.1 | PI1201-933 | PI1201-888 | 1 | 647 | Rainfall_100yr | Rainfall | 0 | 0 | 176972.34 | 4.768 | 5.271 | 0.586 | 27.219 | 3.733 | 0 | 0 | 2 | 4.947 | 5.3233 | 0.627 | 27.506 | 3.703 | 2 | 3.224 | 0 | 0 | 176972.36
PI1202-257.1 | PI1202-257 | PI1202-77 | 1 | 647 | Rainfall_100yr | Rainfall | 0 | 0 | 20925.59 | 9.36 | 6.2861 | 0.476 | 27.307 | 4.01 | 0 | 0 | 2 | 8.787 | 6.2977 | 0.518 | 27.171 | 3.807 | 2 | 3.228 | 0 | 0 | 21109.44
PI1202-77.1 | PI1202-77 | PI1200-902 | 1 | 647 | Rainfall_100yr | Rainfall | 0 | 0 | 56136.34 | 9.362 | 6.2957 | 0.291 | 27.117 | 4.125 | 0 | 0 | 2 | 9.352 | 6.2932 | 0.497 | 27.308 | 4.027 | 2 | 3.206 | 0 | 0 | 56231.75
PI1203-246.1 | PI1203-246 | PI1200-1943 | 1 | 647 | Rainfall_100yr | Rainfall | 0 | 0 | 63247.76 | 7.321 | 3.8092 | 0.758 | 27.665 | 2.837 | 0 | 0 | 2 | 6.72 | 3.8013 | 0.708 | 27.729 | 2.712 | 2 | 3.345 | 0 | 0 | 63251.35
PI1300-1193.1 | PI1300-1193 | PI1300-704 | 1 | 647 | Rainfall_100yr | Rainfall | 0 | 0 | 3035014.25 | 8.477 | 96.5634 | 0.77 | 29.445 | 7.26 | 0 | 0 | 2 | 10.133 | 96.5626 | 0.612 | 31.667 | 7.201 | 2 | 49.362 | 0 | 0 | 3035428.5
PI1300-2445.1 | PI1300-2445 | PI1300-1193 | 1 | 647 | Rainfall_100yr | Rainfall | 0 | 0 | 2551183.75 | 10.278 | 69.7819 | 0.525 | 31.357 | 5.229 | 0 | 0 | 2 | 11.36 | 69.7738 | 0.625 | 33.941 | 5.19 | 2 | 49.362 | 0 | 0 | 2552276
PI1300-2488.1 | PI1300-2488 | PI1300-2445 | 1 | 647 | Rainfall_100yr | Rainfall | 0 | 0 | 2579071.25 | 11.551 | 73.5794 | 0.464 | 33.89 | 3.184 | 0 | 0 | 1 | 11.507 | 73.5737 | 0.517 | 33.912 | 3.25 | 1 | 129.75 | 0 | 0 | 2579110.75
PI1300-2994.1 | PI1300-2994 | PI1300-2488 | 1 | 647 | Rainfall_100yr | Rainfall | 0 | 0 | 2152489.75 | 11.558 | 77.8827 | 0.41 | 33.979 | 3.116 | 0 | 0 | 1 | 10.574 | 77.819 | 0.809 | 34.255 | 4.47 | 1 | 167.617 | 0 | 0 | 2152803.75
PI1300-3288.1 | PI1300-3288 | PI1300-2994 | 1 | 647 | Rainfall_100yr | Rainfall | 0 | 0 | 2152814.25 | 10.604 | 77.8104 | 0.741 | 34.285 | 4.236 | 0 | 0 | 1 | 10.024 | 77.8097 | 0.848 | 34.446 | 5.095 | 1 | 168.461 | 0 | 0 | 2152985.25
PI1300-3388.1 | PI1300-3388 | PI1300-3288 | 1 | 647 | Rainfall_100yr | Rainfall | 0 | 0 | 2152995.75 | 10.05 | 77.8105 | 0.781 | 34.471 | 4.853 | 0 | 0 | 1 | 9.766 | 77.8102 | 0.903 | 34.526 | 5.379 | 1 | 195.412 | 0 | 0 | 2153049.25
PI1300-3690.1 | PI1300-3690 | PI1300-3388 | 1 | 647 | Rainfall_100yr | Rainfall | 0 | 0 | 2009757.88 | 9.792 | 58.2796 | 0.823 | 34.453 | 5.088 | 0 | 0 | 1 | 8.827 | 58.2771 | 0.986 | 34.512 | 6.112 | 1 | 195.412 | 0 | 0 | 2009910
PI1300-4017.1 | PI1300-4017 | PI1300-3690 | 1 | 647 | Rainfall_100yr | Rainfall | 0 | 0 | 2000292.38 | 8.836 | 58.2707 | 0.883 | 34.512 | 5.678 | 0 | 0 | 1 | 7.781 | 58.2681 | 1.007 | 34.566 | 6.426 | 1 | 195.412 | 0 | 0 | 2000456.25
PI1300-4315.1 | PI1300-4315 | PI1300-4017 | 1 | 647 | Rainfall_100yr | Rainfall | 0 | 0 | 2002208.25 | 7.79 | 58.2618 | 0.879 | 34.577 | 5.878 | 0 | 0 | 1 | 6.833 | 58.2577 | 1.004 | 34.629 | 6.562 | 1 | 195.412 | 0 | 0 | 2002357
PI1300-432.1 | PI1300-432 | PI0800-7048 | 1 | 647 | Rainfall_100yr | Rainfall | 0 | 0 | 2920508.5 | 10.663 | 86.2269 | 0.634 | 26.819 | 6.456 | 0 | 0 | 1 | 8.04 | 86.2444 | 1.523 | 28.024 | 7.983 | 1 | 134.368 | 0 | 0 | 2921902.25
PI1300-4935.1 | PI1300-4935 | PI1300-4315 | 1 | 647 | Rainfall_100yr | Rainfall | 0 | 0 | 2002366.25 | 6.841 | 58.2514 | 0.894 | 34.637 | 6.074 | 0 | 0 | 1 | 4.848 | 58.0584 | 1.021 | 34.755 | 6.874 | 1 | 195.412 | 0 | 0 | 2002674.25
PI1300-4980.1 | PI1300-4980 | PI1300-4935 | 1 | 647 | Rainfall_100yr | Rainfall | 0 | 0 | 244416.45 | 4.858 | 13.0408 | 0.417 | 35.217 | 6.436 | 0 | 0 | 2 | 5.288 | 13.0404 | 0.876 | 35.833 | 6.32 | 2 | 6.113 | 0 | 0 | 244430.94
PI1300-704.1 | PI1300-704 | PI1300-432 | 1 | 647 | Rainfall_100yr | Rainfall | 0 | 0 | 2982338.75 | 8.125 | 88.1842 | 0.993 | 28.206 | 6.977 | 0 | 0 | 2 | 8.371 | 88.1921 | 0.85 | 29.15 | 6.653 | 2 | 71.877 | 0 | 0 | 2982514.25
PI130101-1156.1 | PI130101-1156 | PI130101-913 | 1 | 647 | Rainfall_100yr | Rainfall | 0 | 0 | 331899.59 | 5.681 | 13.297 | 0.719 | 35.122 | 3.81 | 0 | 0 | 2 | 6.269 | 13.2979 | 0.504 | 35.959 | 3.768 | 2 | 7.258 | 0 | 0 | 331899.59
PI130101-552.1 | PI130101-552 | PI1301-67 | 1 | 647 | Rainfall_100yr | Rainfall | 0 | 0 | 336638.09 | 11.397 | 13.0215 | 0.577 | 33.828 | 3.581 | 0 | 0 | 1 | 6.191 | 13.1061 | 1.457 | 34.598 | 6.821 | 1 | 23.485 | 0 | 0 | 336647.22
PI130101-667.1 | PI130101-667 | PI130101-552 | 1 | 647 | Rainfall_100yr | Rainfall | 0 | 0 | 288348.94 | 6.206 | 11.5902 | 1.017 | 34.553 | 5.177 | 0 | 0 | 1 | 5.632 | 11.6122 | 1.094 | 34.614 | 5.367 | 1 | 16.74 | 0 | 0 | 288350.19
PI130101-800.1 | PI130101-800 | PI130101-667 | 1 | 647 | Rainfall_100yr | Rainfall | 0 | 0 | 247677.05 | 6.714 | 11.6604 | 0.166 | 34.597 | 3.401 | 0 | 0 | 1 | 5.961 | 11.6875 | 0.729 | 34.573 | 3.434 | 1 | 16.74 | 0 | 0 | 247829.98
PI130101-913.1 | PI130101-913 | PI130101-800 | 1 | 647 | Rainfall_100yr | Rainfall | 0 | 0 | 325009.19 | 5.952 | 12.5504 | 0.618 | 34.704 | 3.656 | 0 | 0 | 1 | 5.603 | 12.5622 | 0.955 | 34.979 | 3.856 | 1 | 16.74 | 0 | 0 | 325023.09
PI1301-484.1 | PI1301-484 | PI1301-97 | 1 | 647 | Rainfall_100yr | Rainfall | 0 | 0 | 160267.73 | 7.575 | 12.2024 | 0.883 | 33.826 | 3.383 | 0 | 0 | 1 | 10.603 | 12.4126 | 0.075 | 34.87 | 3.257 | 1 | -16.176 | 0 | 0 | 160967.88
PI1301-67.1 | PI1301-67 | PI1300-2488 | 1 | 647 | Rainfall_100yr | Rainfall | 0 | 0 | 313088.5 | 11.558 | 17.8916 | 0.54 | 33.872 | 2.343 | 0 | 0 | 1 | 11.432 | 17.9012 | 0.573 | 33.846 | 2.345 | 1 | 25.771 | 0 | 0 | 313136.97
PI1301-879.1 | PI1301-879 | PI1301-484 | 1 | 647 | Rainfall_100yr | Rainfall | 0 | 0 | 159421.2 | 10.647 | 12.1164 | 0.074 | 34.891 | 3.192 | 0 | 0 | 2 | 11.312 | 12.1247 | 0.401 | 35.867 | 3.149 | 2 | 6.339 | 0 | 0 | 160650.64
PI1301-955.1 | PI1301-955 | PI1301-879 | 1 | 647 | Rainfall_100yr | Rainfall | 0 | 0 | 167965.97 | 11.337 | 15.2739 | 0.396 | 35.999 | 3.955 | 0 | 0 | 1 | 9.262 | 15.2742 | 1.864 | 36.403 | 5.847 | 1 | 40.662 | 0 | 0 | 168042.05
PI1301-97.1 | PI1301-97 | PI1301-67 | 1 | 647 | Rainfall_100yr | Rainfall | 0 | 0 | -6039.19 | 11.397 | -10.6787 | 0.136 | 33.863 | -2.769 | 0 | 0 | 1 | 7.639 | -10.6787 | 3.297 | 33.839 | 8.957 | 1 | 79.675 | 0 | 0 | -6038.53
PI1400-1114.1 | PI1400-1114 | PI1400-883 | 1 | 647 | Rainfall_100yr | Rainfall | 0 | 0 | 35751.8 | 6.667 | 4.9939 | 0.243 | 35.881 | 1.791 | 0 | 0 | 1 | 6.098 | 4.9987 | 0.565 | 35.889 | 1.808 | 1 | 7.927 | 0 | 0 | 36310.66
PI1400-120.1 | PI1400-120 | PI1300-4980 | 1 | 647 | Rainfall_100yr | Rainfall | 0 | 0 | 242679.77 | 4.682 | 16.2913 | 0.985 | 35.812 | 3.99 | 0 | 0 | 2 | 4.572 | 16.2984 | 0.78 | 36.007 | 3.874 | 2 | 15.545 | 0 | 0 | 242679.7
PI1400-1390.1 | PI1400-1390 | PI1400-1114 | 1 | 647 | Rainfall_100yr | Rainfall | 0 | 0 | 36332.45 | 6.098 | 5.003 | 0.503 | 35.89 | 1.808 | 0 | 0 | 1 | 5.62 | 5.0079 | 0.574 | 36.151 | 1.827 | 1 | 7.927 | 0 | 0 | 36833.91
PI1400-1418.1 | PI1400-1418 | PI1400-1390 | 1 | 647 | Rainfall_100yr | Rainfall | 0 | 0 | 36845.92 | 5.629 | 5.0115 | 0.557 | 36.16 | 1.828 | 0 | 0 | 1 | 5.587 | 5.012 | 0.568 | 36.189 | 1.83 | 1 | 7.858 | 0 | 0 | 36880.11
PI1400-1647.1 | PI1400-1647 | PI1400-1418 | 1 | 647 | Rainfall_100yr | Rainfall | 0 | 0 | 36891.3 | 5.63 | 5.0157 | 0.541 | 36.268 | 2.391 | 0 | 0 | 1 | 5.588 | 5.0206 | 0.624 | 36.789 | 2.399 | 1 | 5.21 | 0 | 0 | 37030.57
PI1400-1982.1 | PI1400-1982 | PI1400-1647 | 1 | 647 | Rainfall_100yr | Rainfall | 0 | 0 | 37033.42 | 5.29 | 5.033 | 0.911 | 36.806 | 2.428 | 0 | 0 | 1 | 5.234 | 5.0588 | 0.689 | 37.576 | 2.446 | 1 | 5.21 | 0 | 0 | 37033.41
PI1400-2007.1 | PI1400-2007 | PI1400-1982 | 1 | 647 | Rainfall_100yr | Rainfall | 0 | 0 | 37033.54 | 5.257 | 5.0754 | 0.705 | 37.674 | 3.325 | 0 | 0 | 2 | 5.347 | 5.0776 | 0.692 | 37.823 | 3.313 | 2 | 3.2 | 0 | 0 | 37033.57
PI1400-2212.1 | PI1400-2212 | PI1400-2007 | 1 | 647 | Rainfall_100yr | Rainfall | 0 | 0 | 36973.3 | 5.375 | 5.0939 | 0.654 | 37.851 | 3.321 | 0 | 0 | 2 | 6.128 | 5.1157 | 0.684 | 39.106 | 3.23 | 2 | 3.222 | 0 | 0 | 36973.3
PI1400-2238.1 | PI1400-2238 | PI1400-2212 | 1 | 647 | Rainfall_100yr | Rainfall | 0 | 0 | 36911.46 | 5.802 | 5.0176 | 0.994 | 39.279 | 4.677 | 0 | 0 | 2 | 6.24 | 5.03 | 0.771 | 39.768 | 4.563 | 2 | 1.777 | 0 | 0 | 36911.46
PI1400-2492.1 | PI1400-2492 | PI1400-2238 | 1 | 647 | Rainfall_100yr | Rainfall | 0 | 0 | 35359.08 | 6.287 | 4.4473 | 0.715 | 39.633 | 4.503 | 0 | 0 | 2 | 7.087 | 4.6985 | 0.818 | 41.53 | 3.951 | 2 | 2.236 | 0 | 0 | 35359.08
PI1400-285.1 | PI1400-285 | PI1400-120 | 1 | 647 | Rainfall_100yr | Rainfall | 0 | 0 | -2051.77 | 7.5 | -7.1946 | 0.06 | 35.968 | -1.615 | 0 | 0 | 1 | 7.01 | -7.1956 | 0.161 | 35.895 | -1.627 | 1 | 15.545 | 0 | 0 | -1376.68
PI1400-345.1 | PI1400-345 | PI1400-285 | 1 | 647 | Rainfall_100yr | Rainfall | 0 | 0 | 48594.15 | 6.997 | 5.333 | 0.097 | 35.866 | 1.492 | 0 | 0 | 1 | 6.894 | 5.341 | 0.179 | 35.912 | 1.498 | 1 | 11.355 | 0 | 0 | 48786.18
PI1400-644.1 | PI1400-644 | PI1400-345 | 1 | 647 | Rainfall_100yr | Rainfall | 0 | 0 | 34047.48 | 6.899 | 4.9726 | 0.082 | 35.9 | 1.409 | 0 | 0 | 1 | 6.127 | 4.9792 | 0.493 | 35.878 | 1.427 | 1 | 11.329 | 0 | 0 | 34968.66
PI1400-883.1 | PI1400-883 | PI1400-644 | 1 | 647 | Rainfall_100yr | Rainfall | 0 | 0 | 34993.54 | 6.127 | 4.9842 | 0.476 | 35.878 | 1.428 | 0 | 0 | 1 | 6.667 | 4.989 | 0.134 | 35.88 | 1.412 | 1 | -10.716 | 0 | 0 | 35718.19
PI1500-1118.1 | PI1500-1118 | PI1500-857 | 1 | 647 | Rainfall_100yr | Rainfall | 0 | 0 | 1245757.13 | 9.673 | 32.5751 | 0.792 | 37.495 | 5.943 | 0 | 0 | 2 | 9.76 | 32.5822 | 1.021 | 38.936 | 5.923 | 2 | 29.528 | 0 | 0 | 1246946.75
PI1500-119.1 | PI1500-119 | PI1300-4935 | 1 | 647 | Rainfall_100yr | Rainfall | 0 | 0 | 1758305.63 | 5.631 | 49.4225 | 0.435 | 34.732 | 3.737 | 0 | 0 | 1 | 5.416 | 50.0011 | 0.655 | 34.743 | 4.029 | 1 | 145.93 | 0 | 0 | 1758667.38
PI1500-1475.1 | PI1500-1475 | PI1500-1118 | 1 | 647 | Rainfall_100yr | Rainfall | 0 | 0 | 1164135.25 | 9.867 | 29.0927 | 0.719 | 38.901 | 5.295 | 0 | 0 | 2 | 9.481 | 29.1017 | 1.027 | 40.289 | 5.294 | 2 | 28.866 | 0 | 0 | 1164675.75
PI1500-159.1 | PI1500-159 | PI1500-119 | 1 | 647 | Rainfall_100yr | Rainfall | 0 | 0 | 1758719.5 | 5.737 | 50.0463 | 0.355 | 34.763 | 3.284 | 0 | 0 | 1 | 5.44 | 50.2228 | 0.604 | 34.768 | 3.668 | 1 | 290.807 | 0 | 0 | 1758849.63
PI1500-1691.1 | PI1500-1691 | PI1500-1475 | 1 | 647 | Rainfall_100yr | Rainfall | 0 | 0 | 1178258 | 9.537 | 29.6235 | 0.913 | 40.461 | 5.347 | 0 | 0 | 1 | 8.163 | 29.6238 | 1.568 | 41.672 | 7.387 | 1 | 44.75 | 0 | 0 | 1178290.88
PI1500-1973.1 | PI1500-1973 | PI1500-1691 | 1 | 647 | Rainfall_100yr | Rainfall | 0 | 0 | 1205596.25 | 8.319 | 40.0441 | 0.458 | 41.552 | 3.432 | 0 | 0 | 1 | 8.084 | 40.0441 | 0.794 | 41.948 | 3.633 | 1 | 50.627 | 0 | 0 | 1205746.13
PI1500-2209.1 | PI1500-2209 | PI1500-1973 | 1 | 647 | Rainfall_100yr | Rainfall | 0 | 0 | 1205751.75 | 8.15 | 40.044 | 0.681 | 42.014 | 3.435 | 0 | 0 | 1 | 8.061 | 40.0438 | 0.743 | 42.345 | 3.684 | 1 | 45.202 | 0 | 0 | 1205880.63
PI1500-2470.1 | PI1500-2470 | PI1500-2209 | 1 | 647 | Rainfall_100yr | Rainfall | 0 | 0 | 1049931 | 8.109 | 24.4024 | 0.995 | 42.427 | 6.099 | 0 | 0 | 2 | 8.11 | 24.4143 | 0.778 | 43.079 | 4.94 | 2 | 20.457 | 0 | 0 | 1050022.25
PI1500-2762.1 | PI1500-2762 | PI1500-2470 | 1 | 647 | Rainfall_100yr | Rainfall | 0 | 0 | 1002323.69 | 8.193 | 23.8896 | 0.644 | 43.203 | 4.573 | 0 | 0 | 2 | 8.334 | 23.8969 | 0.774 | 44.079 | 4.558 | 2 | 20.496 | 0 | 0 | 1002429.5
PI1500-2900.1 | PI1500-2900 | PI1500-2762 | 1 | 647 | Rainfall_100yr | Rainfall | 0 | 0 | 1008169.5 | 8.394 | 26.8526 | 0.706 | 44.242 | 4.915 | 0 | 0 | 1 | 8.155 | 26.8535 | 1.162 | 44.832 | 5.696 | 1 | 31.768 | 0 | 0 | 1008207.5
PI1500-3082.1 | PI1500-3082 | PI1500-2900 | 1 | 647 | Rainfall_100yr | Rainfall | 0 | 0 | 1008212.06 | 8.249 | 26.8556 | 0.995 | 45.383 | 7.341 | 0 | 0 | 2 | 10.177 | 26.857 | 0.91 | 47.938 | 7.095 | 2 | 13.793 | 0 | 0 | 1008269
PI1500-3234.1 | PI1500-3234 | PI1500-3082 | 1 | 647 | Rainfall_100yr | Rainfall | 0 | 0 | 1009085.38 | 10.38 | 28.5152 | 0.695 | 47.764 | 5.096 | 0 | 0 | 2 | 10.551 | 28.5153 | 0.922 | 48.483 | 5.086 | 2 | 25.007 | 0 | 0 | 1009132.69
PI1500-3263.1 | PI1500-3263 | PI1500-3234 | 1 | 647 | Rainfall_100yr | Rainfall | 0 | 0 | 1009137.75 | 10.656 | 28.5156 | 0.904 | 49.053 | 7.47 | 0 | 0 | 2 | 11.452 | 28.5156 | 0.735 | 49.916 | 7.369 | 2 | 9.22 | 0 | 0 | 1009158.13
PI1500-3506.1 | PI1500-3506 | PI1500-3263 | 1 | 647 | Rainfall_100yr | Rainfall | 0 | 0 | 905193.38 | 11.603 | 23.186 | 0.68 | 49.35 | 6.521 | 0 | 0 | 2 | 11.585 | 23.1859 | 0.747 | 49.943 | 6.289 | 2 | 11.333 | 0 | 0 | 905285.56
PI1500-3731.1 | PI1500-3731 | PI1500-3506 | 1 | 647 | Rainfall_100yr | Rainfall | 0 | 0 | 905290.31 | 11.607 | 23.1863 | 0.7 | 49.965 | 6.277 | 0 | 0 | 2 | 11.664 | 23.3356 | 0.749 | 50.751 | 6.113 | 2 | 11.288 | 0 | 0 | 905374.5
PI1500-3904.1 | PI1500-3904 | PI1500-3731 | 1 | 647 | Rainfall_100yr | Rainfall | 0 | 0 | 308563.69 | 11.834 | 9.8419 | 0.287 | 50.633 | 2.624 | 0 | 0 | 1 | 8.839 | 9.8768 | 1.801 | 50.679 | 7.094 | 1 | 29.973 | 0 | 0 | 308566.81
PI1500-3953.1 | PI1500-3953 | PI1500-3904 | 1 | 647 | Rainfall_100yr | Rainfall | 0 | 0 | 272479.28 | 8.843 | 9.9255 | 1.009 | 50.673 | 4.606 | 0 | 0 | 1 | 7.984 | 9.9354 | 1.77 | 50.674 | 7.343 | 1 | 29.973 | 0 | 0 | 272479.28
PI1500-4002.1 | PI1500-4002 | PI1500-3953 | 1 | 647 | Rainfall_100yr | Rainfall | 0 | 0 | 51356.28 | 7.984 | 7.4757 | 0.573 | 50.712 | 2.752 | 0 | 0 | 1 | 7.833 | 7.4846 | 0.634 | 50.682 | 2.951 | 1 | 11.194 | 0 | 0 | 51358.64
PI1500-404.1 | PI1500-404 | PI1500-159 | 1 | 647 | Rainfall_100yr | Rainfall | 0 | 0 | 1758887.13 | 5.363 | 50.2651 | 0.917 | 34.854 | 4.675 | 0 | 0 | 1 | 5.084 | 50.6486 | 0.714 | 34.976 | 4.824 | 1 | 58.008 | 0 | 0 | 1759233.75
PI1500-4381.1 | PI1500-4381 | PI1500-4002 | 1 | 647 | Rainfall_100yr | Rainfall | 0 | 0 | 268407.5 | 7.81 | 14.0506 | 0.532 | 50.833 | 3.873 | 0 | 0 | 2 | 8.3 | 14.0491 | 0.744 | 52.287 | 3.836 | 2 | 11.326 | 0 | 0 | 268407.75
PI1500-4500.1 | PI1500-4500 | PI1500-4381 | 1 | 647 | Rainfall_100yr | Rainfall | 0 | 0 | 257714.92 | 8.357 | 11.734 | 0.731 | 52.345 | 4.062 | 0 | 0 | 1 | 7.391 | 11.7355 | 1.584 | 52.994 | 6.301 | 1 | 18.358 | 0 | 0 | 257714.98
PI1500-4820.1 | PI1500-4820 | PI1500-4500 | 1 | 647 | Rainfall_100yr | Rainfall | 0 | 0 | 251621.27 | 7.432 | 11.4985 | 1.196 | 52.982 | 5.236 | 0 | 0 | 1 | 4.488 | 11.5802 | 1.592 | 54.363 | 6.97 | 1 | 18.358 | 0 | 0 | 251621.42
PI1500-4902.1 | PI1500-4902 | PI1500-4820 | 1 | 647 | Rainfall_100yr | Rainfall | 0 | 0 | 252840.38 | 4.525 | 11.4021 | 0.996 | 54.439 | 5.335 | 0 | 0 | 2 | 4.712 | 11.4028 | 0.769 | 54.831 | 4.448 | 2 | 7.881 | 0 | 0 | 252842.02
PI1500-5343.1 | PI1500-5343 | PI1500-4902 | 1 | 647 | Rainfall_100yr | Rainfall | 0 | 0 | 156117.86 | 4.854 | 6.9867 | 0.711 | 54.797 | 2.65 | 0 | 0 | 1 | 4.459 | 7.0144 | 0.725 | 55.496 | 3.413 | 1 | 7.881 | 0 | 0 | 156117.95
PI1500-5381.1 | PI1500-5381 | PI1500-5343 | 1 | 647 | Rainfall_100yr | Rainfall | 0 | 0 | 156708.67 | 4.511 | 7.0315 | 0.589 | 55.559 | 3.045 | 0 | 0 | 1 | 4.248 | 7.064 | 0.73 | 56.268 | 3.588 | 1 | 7.92 | 0 | 0 | 156708.77
PI1500-5731.1 | PI1500-5731 | PI1500-5381 | 1 | 647 | Rainfall_100yr | Rainfall | 0 | 0 | 107708.39 | 4.265 | 7.4834 | 0.37 | 56.282 | 2.843 | 0 | 0 | 1 | 4.006 | 7.4824 | 0.728 | 57.003 | 3.291 | 1 | 7.92 | 0 | 0 | 107708.48
PI1500-6080.1 | PI1500-6080 | PI1500-5731 | 1 | 647 | Rainfall_100yr | Rainfall | 0 | 0 | 45685.16 | 4.032 | 5.3404 | 0.835 | 57.03 | 2.688 | 0 | 0 | 1 | 6.316 | 5.3393 | 0.088 | 57.883 | 2.497 | 1 | -6.699 | 0 | 0 | 45753.45
PI1500-6274.1 | PI1500-6274 | PI1500-6080 | 1 | 647 | Rainfall_100yr | Rainfall | 0 | 0 | 50516.62 | 6.332 | 6.5359 | 0.094 | 57.95 | 3.049 | 0 | 0 | 2 | 6.354 | 6.536 | 0.81 | 58.708 | 3.047 | 2 | 6.465 | 0 | 0 | 50589.61
PI1500-6382.1 | PI1500-6382 | PI1500-6274 | 1 | 647 | Rainfall_100yr | Rainfall | 0 | 0 | 50369.2 | 8.696 | 6.478 | 0.801 | 58.729 | 2.818 | 0 | 0 | 2 | 8.801 | 6.4783 | 0.914 | 59.144 | 2.809 | 2 | 5.622 | 0 | 0 | 50554.44
PI1500-6382.2 | PI1500-6382 | PI1504-1272 | 2 | 647 | Rainfall_100yr | Rainfall | 0 | 0 | 147155.95 | 8.498 | 3.6255 | 0.767 | 58.665 | 2.453 | 0 | 0 | 1 | 7.628 | 3.6264 | 1.319 | 59.09 | 4.8 | 1 | 6.587 | 0 | 0 | 147155.98
PI1500-6430.1 | PI1500-6430 | PI1500-6382 | 1 | 647 | Rainfall_100yr | Rainfall | 0 | 0 | 176237.58 | 11.354 | 8.3177 | 0.098 | 59.21 | 3.395 | 0 | 0 | 1 | 11.293 | 8.3184 | 0.342 | 59.479 | 3.398 | 1 | 8.729 | 0 | 0 | 176330.28
PI1500-6555.1 | PI1500-6555 | PI1500-6430 | 1 | 647 | Rainfall_100yr | Rainfall | 0 | 0 | 178986.86 | 8.564 | 10.2128 | 0.874 | 59.409 | 2.045 | 0 | 0 | 1 | 8.384 | 10.214 | 0.553 | 59.459 | 1.874 | 1 | 17.584 | 0 | 0 | 179086.95
PI1500-6785.1 | PI1500-6785 | PI1500-6555 | 1 | 647 | Rainfall_100yr | Rainfall | 0 | 0 | 185768.59 | 8.393 | 11.2359 | 0.594 | 59.578 | 3.063 | 0 | 0 | 1 | 8.393 | 11.2369 | 0.682 | 60.149 | 3.063 | 1 | 11.25 | 0 | 0 | 185804.8
PI1500-6839.1 | PI1500-6839 | PI1500-6785 | 1 | 647 | Rainfall_100yr | Rainfall | 0 | 0 | 54789.61 | 8.645 | 4.27 | 0.101 | 60.11 | 2.472 | 0 | 0 | 2 | 8.615 | 4.2128 | 0.207 | 60.277 | 2.432 | 2 | 3.899 | 0 | 0 | 54795.92
PI1500-6963.1 | PI1500-6963 | PI1500-6839 | 1 | 647 | Rainfall_100yr | Rainfall | 0 | 0 | 39456.06 | 8.628 | 3.9232 | 0.176 | 60.299 | 2.241 | 0 | 0 | 2 | 8.621 | 3.9244 | 0.741 | 60.747 | 2.241 | 2 | 3.899 | 0 | 0 | 39456.36
PI1500-7365.1 | PI1500-7365 | PI1500-6963 | 1 | 647 | Rainfall_100yr | Rainfall | 0 | 0 | 38768.8 | 8.634 | 3.5793 | 0.697 | 60.737 | 2.064 | 0 | 0 | 1 | 8.398 | 3.5912 | 0.751 | 61.775 | 2.143 | 1 | 3.633 | 0 | 0 | 38768.81
PI1500-7383.1 | PI1500-7383 | PI1500-7365 | 1 | 647 | Rainfall_100yr | Rainfall | 0 | 0 | 38675.37 | 8.445 | 3.5754 | 0.635 | 61.872 | 2.768 | 0 | 0 | 2 | 8.561 | 3.5762 | 0.656 | 62.038 | 2.749 | 2 | 1.874 | 0 | 0 | 38675.37
PI1500-857.1 | PI1500-857 | PI1500-404 | 1 | 647 | Rainfall_100yr | Rainfall | 0 | 0 | 1235967.13 | 9.245 | 32.5546 | 0.117 | 35.286 | 6.033 | 0 | 0 | 2 | 9.594 | 32.567 | 0.872 | 37.353 | 5.95 | 2 | 25.114 | 0 | 0 | 1238270.25
PI150101-1252.1 | PI150101-1252 | PI150101-875 | 1 | 647 | Rainfall_100yr | Rainfall | 0 | 0 | 213281.55 | 1.553 | 6.6809 | 0.794 | 38.615 | 3.994 | 0 | 0 | 2 | 2.678 | 6.6788 | 0.475 | 40.139 | 3.508 | 2 | 3.389 | 0 | 0 | 213477
PI150101-1367.1 | PI150101-1367 | PI150101-1252 | 1 | 647 | Rainfall_100yr | Rainfall | 0 | 0 | 211344.05 | 2.726 | 6.387 | 0.46 | 40.136 | 3.385 | 0 | 0 | 2 | 2.953 | 6.3865 | 0.472 | 40.48 | 3.349 | 2 | 3.389 | 0 | 0 | 211409.45
PI150101-1656.1 | PI150101-1656 | PI150101-1367 | 1 | 647 | Rainfall_100yr | Rainfall | 0 | 0 | 119690.69 | 3.022 | 3.0669 | 0.449 | 40.417 | 2.103 | 0 | 0 | 1 | 2.342 | 3.0785 | 0.691 | 40.458 | 2.72 | 1 | 3.83 | 0 | 0 | 119816.72
PI150101-1944.1 | PI150101-1944 | PI150101-1656 | 1 | 647 | Rainfall_100yr | Rainfall | 0 | 0 | 108274.88 | 2.345 | 2.8211 | 0.635 | 40.508 | 2.448 | 0 | 0 | 2 | 2.115 | 2.8259 | 0.675 | 41.004 | 2.628 | 2 | 2.689 | 0 | 0 | 108391.97
PI150101-2216.1 | PI150101-2216 | PI150101-1944 | 1 | 647 | Rainfall_100yr | Rainfall | 0 | 0 | 84383.64 | 2.13 | 1.4581 | 0.676 | 40.982 | 2.551 | 0 | 0 | 2 | 2.398 | 1.4468 | 0.308 | 41.339 | 1.764 | 2 | 0.601 | 0 | 0 | 84534.34
PI150101-2541.1 | PI150101-2541 | PI150101-2216 | 1 | 647 | Rainfall_100yr | Rainfall | 0 | 0 | 54993.32 | 2.404 | 1.2158 | 0.264 | 41.336 | 2.119 | 0 | 0 | 2 | 2.401 | 1.3331 | 0.28 | 41.41 | 2.095 | 2 | 0.37 | 0 | 0 | 55174.47
PI150101-372.1 | PI150101-372 | PI1501-596 | 1 | 647 | Rainfall_100yr | Rainfall | 0 | 0 | 280684.16 | 1.982 | 9.6344 | 0.914 | 35.677 | 3.682 | 0 | 0 | 2 | 2.177 | 9.6743 | 0.495 | 36.311 | 2.984 | 2 | 7.433 | 0 | 0 | 280874.16
PI150101-521.1 | PI150101-521 | PI150101-372 | 1 | 647 | Rainfall_100yr | Rainfall | 0 | 0 | 287651.06 | 2.244 | 15.7403 | 0.444 | 36.604 | 4.823 | 0 | 0 | 1 | 1.495 | 15.7389 | 1.4 | 37.653 | 6.338 | 1 | 23.084 | 0 | 0 | 287684.53
PI150101-875.1 | PI150101-875 | PI150101-521 | 1 | 647 | Rainfall_100yr | Rainfall | 0 | 0 | 213153.17 | 1.719 | 6.7081 | 0.978 | 37.427 | 4.826 | 0 | 0 | 1 | 1.523 | 6.6816 | 0.866 | 38.583 | 4.161 | 1 | 6.432 | 0 | 0 | 213277.19
PI150102-46.1 | PI150102-46 | PI150101-2216 | 1 | 647 | Rainfall_100yr | Rainfall | 0 | 0 | 29548.96 | 1.825 | 2.1795 | 0.99 | 41.408 | 2.545 | 0 | 0 | 2 | 1.983 | 2.1798 | 0.497 | 41.578 | 2.492 | 2 | 0.601 | 0 | 0 | 29553.67
PI150103-37.1 | PI150103-37 | PI150101-1944 | 1 | 647 | Rainfall_100yr | Rainfall | 0 | 0 | 23034.89 | 2.26 | 1.9119 | 0.124 | 41.008 | 2.143 | 0 | 0 | 1 | 2.046 | 1.912 | 0.707 | 41.119 | 2.174 | 1 | 3.207 | 0 | 0 | 23048.31
PI150104-39.1 | PI150104-39 | PI150101-1656 | 1 | 647 | Rainfall_100yr | Rainfall | 0 | 0 | 48682.11 | 2.345 | 2.7099 | 0.31 | 40.551 | 3.101 | 0 | 0 | 2 | 2.447 | 2.7104 | 0.47 | 40.766 | 3.071 | 2 | 1.799 | 0 | 0 | 48694.88
PI150105-39.1 | PI150105-39 | PI150101-1656 | 1 | 647 | Rainfall_100yr | Rainfall | 0 | 0 | -36625.52 | 2.345 | -3.1567 | 0.179 | 40.646 | -3.513 | 0 | 0 | 2 | 2.022 | -3.1563 | 0.196 | 40.343 | -3.597 | 2 | 0.572 | 0 | 0 | -36610.97
PI150106-46.1 | PI150106-46 | PI150101-1367 | 1 | 647 | Rainfall_100yr | Rainfall | 0 | 0 | 37932.07 | 3.022 | 2.7081 | 0.143 | 40.434 | 3.01 | 0 | 0 | 2 | 2.95 | 2.7099 | 0.369 | 40.483 | 2.978 | 2 | 1.812 | 0 | 0 | 37950.05
PI150107-33.1 | PI150107-33 | PI150101-1367 | 1 | 647 | Rainfall_100yr | Rainfall | 0 | 0 | 27692.88 | 3.022 | 2.1874 | 0.116 | 40.431 | 2.435 | 0 | 0 | 2 | 2.912 | 2.2236 | 0.26 | 40.402 | 2.46 | 2 | 1.751 | 0 | 0 | 27706.38
PI150108-35.1 | PI150108-35 | PI150101-1367 | 1 | 647 | Rainfall_100yr | Rainfall | 0 | 0 | -15641.95 | 3.022 | -2.6026 | 0.128 | 40.53 | -2.758 | 0 | 0 | 2 | 2.74 | -2.6026 | 0.283 | 40.343 | -2.813 | 2 | 1.796 | 0 | 0 | -15627.68
PI150109-26.1 | PI150109-26 | PI150101-372 | 1 | 647 | Rainfall_100yr | Rainfall | 0 | 0 | -457.32 | 1.744 | -2.2209 | 0.751 | 36.347 | -2.583 | 0 | 0 | 1 | 1.35 | -2.221 | 0.883 | 36.26 | -2.663 | 1 | 3.836 | 0 | 0 | -457.32
PI1501-1030.1 | PI1501-1030 | PI1501-768 | 1 | 647 | Rainfall_100yr | Rainfall | 0 | 0 | 278589.88 | 2.785 | 11.762 | 0.294 | 36.476 | 3.572 | 0 | 0 | 2 | 3.018 | 11.8258 | 0.61 | 37.214 | 3.57 | 2 | 9.884 | 0 | 0 | 278633.5
PI150111-26.1 | PI150111-26 | PI150101-372 | 1 | 647 | Rainfall_100yr | Rainfall | 0 | 0 | -3930.79 | 1.544 | -2.1275 | 0.464 | 36.342 | -2.512 | 0 | 0 | 1 | 1.348 | -2.1276 | 0.421 | 36.249 | -2.551 | 1 | 2.195 | 0 | 0 | -3930.79
PI150112-28.1 | PI150112-28 | PI1501-1687 | 1 | 647 | Rainfall_100yr | Rainfall | 0 | 0 | 11830.96 | 1.927 | 1.3298 | 0.456 | 38.768 | 1.533 | 0 | 0 | 1 | 1.769 | 1.3299 | 0.6 | 38.787 | 1.547 | 1 | 2.696 | 0 | 0 | 11830.98
PI1501-1304.1 | PI1501-1304 | PI1501-1030 | 1 | 647 | Rainfall_100yr | Rainfall | 0 | 0 | 231988.11 | 3.18 | 10.3284 | 0.479 | 37.347 | 4.041 | 0 | 0 | 2 | 3.067 | 10.3335 | 0.875 | 38.289 | 4.024 | 2 | 9.574 | 0 | 0 | 231988.27
PI1501-1417.1 | PI1501-1417 | PI1501-1304 | 1 | 647 | Rainfall_100yr | Rainfall | 0 | 0 | 207347.84 | 3.123 | 8.5099 | 0.769 | 38.23 | 3.716 | 0 | 0 | 1 | 2.795 | 8.5123 | 0.955 | 38.4 | 4.368 | 1 | 10.522 | 0 | 0 | 207351.86
PI1501-1687.1 | PI1501-1687 | PI1501-1417 | 1 | 647 | Rainfall_100yr | Rainfall | 0 | 0 | 140022.14 | 2.82 | 6.2785 | 0.711 | 38.39 | 3.372 | 0 | 0 | 1 | 1.89 | 6.2804 | 0.997 | 38.803 | 4.505 | 1 | 7.403 | 0 | 0 | 140022.98
PI1501-2112.1 | PI1501-2112 | PI1501-1687 | 1 | 647 | Rainfall_100yr | Rainfall | 0 | 0 | 139921.33 | 1.927 | 5.8277 | 0.679 | 38.918 | 3.498 | 0 | 0 | 2 | 1.988 | 5.8416 | 0.772 | 40.244 | 3.694 | 2 | 5.727 | 0 | 0 | 139922.52
PI1501-2229.1 | PI1501-2229 | PI1501-2112 | 1 | 647 | Rainfall_100yr | Rainfall | 0 | 0 | 134570.94 | 2.065 | 5.9995 | 0.633 | 40.298 | 3.395 | 0 | 0 | 2 | 2.02 | 5.9997 | 0.765 | 40.602 | 3.524 | 2 | 5.727 | 0 | 0 | 134571.08
PI1501-2803.1 | PI1501-2803 | PI1501-2229 | 1 | 647 | Rainfall_100yr | Rainfall | 0 | 0 | 146429.95 | 2.056 | 8.556 | 0.687 | 40.809 | 4.61 | 0 | 0 | 2 | 4.125 | 8.5596 | 0.772 | 44.563 | 4.284 | 2 | 5.727 | 0 | 0 | 146430.88
PI1501-3085.1 | PI1501-3085 | PI1501-2803 | 1 | 647 | Rainfall_100yr | Rainfall | 0 | 0 | 24805.83 | 4.267 | 1.7841 | 0.15 | 44.422 | 1.259 | 0 | 0 | 1 | 3.422 | 1.7518 | 0.733 | 44.416 | 2.237 | 1 | 3.522 | 0 | 0 | 24805.91
PI1501-3344.1 | PI1501-3344 | PI1501-3085 | 1 | 647 | Rainfall_100yr | Rainfall | 0 | 0 | 27498.06 | 3.422 | 1.7262 | 0.613 | 44.431 | 2.007 | 0 | 0 | 1 | 2.781 | 1.6998 | 0.748 | 44.561 | 2.651 | 1 | 3.522 | 0 | 0 | 27498.08
PI1501-3424.1 | PI1501-3424 | PI1501-3344 | 1 | 647 | Rainfall_100yr | Rainfall | 0 | 0 | 27498.08 | 2.788 | 1.7063 | 0.729 | 44.589 | 2.829 | 0 | 0 | 1 | 2.692 | 1.7209 | 0.711 | 44.734 | 2.703 | 1 | 1.942 | 0 | 0 | 27498.08
PI1501-596.1 | PI1501-596 | PI1500-404 | 1 | 647 | Rainfall_100yr | Rainfall | 0 | 0 | 595433.31 | 3.907 | 21.1087 | 1.025 | 35.018 | 4.215 | 0 | 0 | 1 | 1.915 | 20.9201 | 1.048 | 35.784 | 5.869 | 1 | 44.029 | 0 | 0 | 595625.63
PI1501-768.1 | PI1501-768 | PI1501-596 | 1 | 647 | Rainfall_100yr | Rainfall | 0 | 0 | 314947.72 | 1.982 | 13.6022 | 0.651 | 35.826 | 4.775 | 0 | 0 | 1 | 2.658 | 13.6029 | 0.348 | 36.413 | 4.135 | 1 | -5.424 | 0 | 0 | 315021.06
PI1502-274.1 | PI1502-274 | PI1500-2470 | 1 | 647 | Rainfall_100yr | Rainfall | 0 | 0 | 47704.71 | 8.193 | 2.3948 | 0.153 | 42.953 | 1.084 | 0 | 0 | 1 | 7.434 | 2.405 | 0.652 | 42.883 | 1.573 | 1 | 5.269 | 0 | 0 | 47723.79
PI150301-251.1 | PI150301-251 | PI1503-2989 | 1 | 647 | Rainfall_100yr | Rainfall | 0 | 0 | 55118 | 3.741 | 3.5775 | 0.904 | 59.061 | 2.651 | 0 | 0 | 2 | 3.192 | 3.613 | 0.685 | 59.144 | 2.89 | 2 | 3.24 | 0 | 0 | 55124.86
PI1503-1097.1 | PI1503-1097 | PI1500-3731 | 1 | 647 | Rainfall_100yr | Rainfall | 0 | 0 | 194807 | 11.834 | 7.6701 | 0.356 | 50.636 | 2.475 | 0 | 0 | 1 | 6.43 | 6.0114 | 1.433 | 50.923 | 5.133 | 1 | 15.651 | 0 | 0 | 194896.56
PI1503-1476.1 | PI1503-1476 | PI1503-1097 | 1 | 647 | Rainfall_100yr | Rainfall | 0 | 0 | 213149.64 | 6.437 | 12.32 | 1.139 | 51.125 | 4.416 | 0 | 0 | 1 | 4.13 | 12.3207 | 1.475 | 53.587 | 5.589 | 1 | 17.575 | 0 | 0 | 213187.81
PI1503-1609.1 | PI1503-1609 | PI1503-1476 | 1 | 647 | Rainfall_100yr | Rainfall | 0 | 0 | 213190.36 | 4.188 | 12.3211 | 0.992 | 53.643 | 4.655 | 0 | 0 | 2 | 4.672 | 12.3215 | 0.739 | 54.451 | 4.599 | 2 | 7.911 | 0 | 0 | 213221.31
PI1503-2038.1 | PI1503-2038 | PI1503-1609 | 1 | 647 | Rainfall_100yr | Rainfall | 0 | 0 | 145966.81 | 4.912 | 5.8196 | 0.539 | 54.409 | 2.258 | 0 | 0 | 1 | 4.221 | 5.7986 | 0.724 | 54.79 | 3.041 | 1 | 7.911 | 0 | 0 | 146073.23
PI1503-2275.1 | PI1503-2275 | PI1503-2038 | 1 | 647 | Rainfall_100yr | Rainfall | 0 | 0 | 146077.13 | 4.262 | 5.789 | 0.595 | 54.867 | 3.049 | 0 | 0 | 1 | 3.977 | 5.7787 | 0.8 | 55.343 | 3.516 | 1 | 5.951 | 0 | 0 | 146131.66
PI1503-2495.1 | PI1503-2495 | PI1503-2275 | 1 | 647 | Rainfall_100yr | Rainfall | 0 | 0 | 146135.09 | 4.042 | 5.7705 | 0.588 | 55.408 | 3.035 | 0 | 0 | 1 | 3.734 | 5.7639 | 0.847 | 55.907 | 3.794 | 1 | 6.295 | 0 | 0 | 146184
PI1503-2921.1 | PI1503-2921 | PI1503-2495 | 1 | 647 | Rainfall_100yr | Rainfall | 0 | 0 | 145525.03 | 3.82 | 5.6903 | 0.646 | 56.064 | 4.209 | 0 | 0 | 2 | 5.157 | 5.6769 | 0.699 | 58.445 | 3.78 | 2 | 3.223 | 0 | 0 | 145630.56
PI1503-2989.1 | PI1503-2989 | PI1503-2921 | 1 | 647 | Rainfall_100yr | Rainfall | 0 | 0 | 146593.81 | 5.195 | 5.8922 | 0.648 | 58.556 | 3.859 | 0 | 0 | 1 | 3.629 | 5.8922 | 2.314 | 59.205 | 8.215 | 1 | 11.542 | 0 | 0 | 146599.64
PI1503-3327.1 | PI1503-3327 | PI1503-2989 | 1 | 647 | Rainfall_100yr | Rainfall | 0 | 0 | 82083.97 | 3.741 | 2.684 | 0.974 | 59.081 | 3.513 | 0 | 0 | 2 | 3.446 | 2.6763 | 0.67 | 59.63 | 3.034 | 2 | 1.777 | 0 | 0 | 82162.35
PI1503-3514.1 | PI1503-3514 | PI1503-3327 | 1 | 647 | Rainfall_100yr | Rainfall | 0 | 0 | 81835.44 | 3.463 | 2.6746 | 0.587 | 59.642 | 3.016 | 0 | 0 | 1 | 3.976 | 2.6735 | 0.173 | 59.905 | 2.747 | 1 | -1.302 | 0 | 0 | 81923.47
PI1503-3739.1 | PI1503-3739 | PI1503-3514 | 1 | 647 | Rainfall_100yr | Rainfall | 0 | 0 | 84455.48 | 3.998 | 2.6728 | 0.173 | 59.974 | 2.73 | 0 | 0 | 2 | 4.381 | 2.7566 | 0.711 | 60.918 | 2.707 | 2 | 1.781 | 0 | 0 | 84548.63
PI1503-3801.1 | PI1503-3801 | PI1503-3739 | 1 | 647 | Rainfall_100yr | Rainfall | 0 | 0 | 34771 | 4.455 | 0.72752 | 0.467 | 60.916 | 1.522 | 0 | 0 | 1 | 4.292 | -0.64805 | 0.672 | 60.913 | 1.82 | 1 | 1.797 | 0 | 0 | 34788.23
PI1503-3920.1 | PI1503-3920 | PI1503-3801 | 1 | 647 | Rainfall_100yr | Rainfall | 0 | 0 | 39422 | 4.292 | 0.56347 | 0.972 | 60.943 | 5.287 | 0 | 0 | 2 | 12.376 | 0.53576 | 1.24 | 69.301 | 2.884 | 2 | 0.096 | 0 | 0 | 39464.86
PI150401-249.1 | PI150401-249 | PI1504-541 | 1 | 647 | Rainfall_100yr | Rainfall | 0 | 0 | 127929.16 | 7.942 | 6.1732 | 0.455 | 56.659 | 2.744 | 0 | 0 | 2 | 8.188 | 6.173 | 0.667 | 57.523 | 2.725 | 2 | 5.246 | 0 | 0 | 127929.16
PI1504-1272.1 | PI1504-1272 | PI1504-892 | 1 | 647 | Rainfall_100yr | Rainfall | 0 | 0 | 146789.16 | 8.203 | 3.5355 | 0.888 | 57.592 | 2.486 | 0 | 0 | 2 | 8.473 | 3.5568 | 0.764 | 58.631 | 2.584 | 2 | 2.91 | 0 | 0 | 146789.45
PI1504-48.1 | PI1504-48 | PI1500-4902 | 1 | 647 | Rainfall_100yr | Rainfall | 0 | 0 | 80061.37 | 4.854 | 5.3292 | 0.36 | 54.811 | 2.61 | 0 | 0 | 2 | 4.849 | 5.3291 | 0.565 | 54.926 | 2.609 | 2 | 5.261 | 0 | 0 | 80061.44
PI1504-541.1 | PI1504-541 | PI1504-48 | 1 | 647 | Rainfall_100yr | Rainfall | 0 | 0 | 80952.99 | 4.894 | 5.5396 | 0.628 | 54.988 | 2.703 | 0 | 0 | 1 | 7.911 | 5.5396 | 0.074 | 56.605 | 2.465 | 1 | -5.097 | 0 | 0 | 80952.98
PI1504-541.2 | PI1504-541 | PI1508-1446 | 2 | 647 | Rainfall_100yr | Rainfall | 0 | 0 | 193764.95 | 7.801 | 4.348 | 0.699 | 56.447 | 3.29 | 0 | 0 | 2 | 7.899 | 4.3483 | 0.587 | 56.584 | 3.248 | 2 | 2.163 | 0 | 0 | 193764.98
PI1504-892.1 | PI1504-892 | PI1504-541 | 1 | 647 | Rainfall_100yr | Rainfall | 0 | 0 | 146788.86 | 7.942 | 3.5181 | 0.366 | 56.602 | 2.517 | 0 | 0 | 2 | 8.173 | 3.5293 | 0.736 | 57.562 | 2.491 | 2 | 2.945 | 0 | 0 | 146789.14
PI1505-360.1 | PI1505-360 | PI1500-5731 | 1 | 647 | Rainfall_100yr | Rainfall | 0 | 0 | 65990.79 | 4.032 | 3.3637 | 0.977 | 56.964 | 2.911 | 0 | 0 | 1 | 3.23 | 3.3653 | 0.801 | 57.317 | 2.915 | 1 | 5.945 | 0 | 0 | 65990.87
PI1505-659.1 | PI1505-659 | PI1505-360 | 1 | 647 | Rainfall_100yr | Rainfall | 0 | 0 | 73627.3 | 3.238 | 5.6272 | 0.743 | 57.404 | 2.904 | 0 | 0 | 1 | 3.121 | 5.6302 | 0.801 | 58.252 | 2.964 | 1 | 5.945 | 0 | 0 | 73627.37
PI1506-356.1 | PI1506-356 | PI1500-5731 | 1 | 647 | Rainfall_100yr | Rainfall | 0 | 0 | 6100.56 | 4.032 | 1.3294 | 0.484 | 56.923 | 1.322 | 0 | 0 | 1 | 1.808 | 1.3308 | 0.981 | 57.403 | 1.966 | 1 | 3.087 | 0 | 0 | 6100.65
PI1506-549.1 | PI1506-549 | PI1506-356 | 1 | 647 | Rainfall_100yr | Rainfall | 0 | 0 | 6100.65 | 1.815 | 1.333 | 0.881 | 57.409 | 1.819 | 0 | 0 | 1 | 0.668 | 1.3792 | 1.133 | 57.759 | 3.313 | 1 | 3.087 | 0 | 0 | 6100.66
PI1507-26.1 | PI1507-26 | PI1500-6785 | 1 | 647 | Rainfall_100yr | Rainfall | 0 | 0 | 120875.33 | 8.395 | 5.6634 | 0.928 | 60.212 | 4.674 | 0 | 0 | 2 | 8.599 | 5.6658 | 1.013 | 60.586 | 4.555 | 2 | 2.888 | 0 | 0 | 120875.33
PI1508-1030.1 | PI1508-1030 | PI1508-630 | 1 | 647 | Rainfall_100yr | Rainfall | 0 | 0 | 193764.27 | 7.58 | 4.3383 | 0.825 | 53.248 | 3.612 | 0 | 0 | 2 | 7.605 | 4.3419 | 0.859 | 54.792 | 3.692 | 2 | 3.983 | 0 | 0 | 193764.59
PI1508-1446.1 | PI1508-1446 | PI1508-1030 | 1 | 647 | Rainfall_100yr | Rainfall | 0 | 0 | 193764.59 | 7.62 | 4.3432 | 0.802 | 54.807 | 3.554 | 0 | 0 | 2 | 7.765 | 4.3466 | 0.833 | 56.411 | 3.549 | 2 | 3.83 | 0 | 0 | 193764.94
PI1508-201.1 | PI1508-201 | PI1500-3953 | 1 | 647 | Rainfall_100yr | Rainfall | 0 | 0 | 193762.34 | 7.984 | 4.4109 | 1.008 | 50.758 | 4.853 | 0 | 0 | 1 | 7.67 | 4.3131 | 1.02 | 51.537 | 4.416 | 1 | 4.754 | 0 | 0 | 193763.89
PI1508-570.1 | PI1508-570 | PI1508-201 | 1 | 647 | Rainfall_100yr | Rainfall | 0 | 0 | 193763.91 | 7.685 | 4.314 | 0.915 | 51.551 | 4.176 | 0 | 0 | 2 | 7.585 | 4.3347 | 0.892 | 52.972 | 3.847 | 2 | 4.15 | 0 | 0 | 193764.2
PI1508-630.1 | PI1508-630 | PI1508-570 | 1 | 647 | Rainfall_100yr | Rainfall | 0 | 0 | 193764.22 | 7.606 | 4.3356 | 0.799 | 52.993 | 3.644 | 0 | 0 | 1 | 7.559 | 4.3373 | 0.932 | 53.227 | 3.832 | 1 | 4.397 | 0 | 0 | 193764.25
PI1600-0.1 | PI1600-0 | PI1503-3920 | 1 | 647 | Rainfall_100yr | Rainfall | 0 | 0 | 39558.47 | 16.297 | 0.50826 | 0 | 69.297 | 0 | 0 | 0 | 0 | 7.199 | 0.50826 | 0 | 60.199 | 0 | 0 | 0 | 0 | 7 | 39558.47
PI1600-225.1 | PI1600-225 | PI1600-0 | 1 | 647 | Rainfall_100yr | Rainfall | 0 | 0 | 49683.8 | 7.206 | 18.6654 | 0.943 | 60.244 | 5.477 | 0 | 0 | 2 | 7.088 | 18.6679 | 0.701 | 60.349 | 5.448 | 2 | 11.28 | 0 | 0 | 49806.47
PI1600-541.1 | PI1600-541 | PI3300-1150 | 1 | 647 | Rainfall_100yr | Rainfall | 0 | 0 | 226919.98 | 8.513 | 13.012 | 0.118 | 61.345 | 3.848 | 0 | 0 | 2 | 7.01 | 12.9996 | 0.657 | 61.142 | 3.815 | 2 | 11.42 | 0 | 0 | 227353.91
PI1600-541.2 | PI1600-541 | PI1600-225 | 2 | 647 | Rainfall_100yr | Rainfall | 0 | 0 | 49822.82 | 6.968 | 18.6772 | 0.957 | 60.417 | 5.443 | 0 | 0 | 2 | 6.907 | 18.6893 | 0.73 | 61.201 | 5.305 | 2 | 11.28 | 0 | 0 | 50044.91
PI1800-268.1 | PI1800-268 | PI1800-33 | 1 | 647 | Rainfall_100yr | Rainfall | 0 | 0 | 85789.64 | 5.973 | 4.9291 | 0.981 | 26.219 | 3.404 | 0 | 0 | 2 | 5.811 | 4.9406 | 0.534 | 26.451 | 3.259 | 2 | 2.496 | 0 | 0 | 85790.64
PI1800-33.1 | PI1800-33 | CC0200-434 | 1 | 647 | Rainfall_100yr | Rainfall | 0 | 0 | 90325.05 | 7.391 | 5.1129 | 1.118 | 26.199 | 3.228 | 0 | 0 | 1 | 5.969 | 5.1145 | 2.315 | 26.22 | 5.933 | 1 | 13.401 | 0 | 0 | 90325.05
PI1900-100.1 | PI1900-100 | PI1900-52 | 1 | 647 | Rainfall_100yr | Rainfall | 0 | 0 | 54340.72 | 5.033 | 4.7818 | 0.987 | 26.649 | 4.733 | 0 | 0 | 2 | 5.115 | 4.7887 | 0.973 | 27.139 | 4.558 | 2 | 2.66 | 0 | 0 | 54340.82
PI1900-52.1 | PI1900-52 | CC0200-522 | 1 | 647 | Rainfall_100yr | Rainfall | 0 | 0 | 54537.16 | 7.293 | 4.7666 | 0.442 | 26.384 | 4.232 | 0 | 0 | 1 | 5.017 | 4.7687 | 3.027 | 26.634 | 7.707 | 1 | 9.44 | 0 | 0 | 54537.35
PI2000-106.1 | PI2000-106 | PI2000-50 | 1 | 647 | Rainfall_100yr | Rainfall | 0 | 0 | 125643.93 | 1.955 | 7.9216 | 0.792 | 26.669 | 4.347 | 0 | 0 | 2 | 1.962 | 7.9275 | 0.727 | 26.807 | 4.047 | 2 | 7.641 | 0 | 0 | 125643.94
PI2000-229.1 | PI2000-229 | PI2000-106 | 1 | 647 | Rainfall_100yr | Rainfall | 0 | 0 | 125643.94 | 1.988 | 7.9317 | 0.682 | 26.832 | 3.889 | 0 | 0 | 2 | 2.004 | 7.9413 | 0.698 | 27.136 | 3.732 | 2 | 7.641 | 0 | 0 | 125643.94
PI2000-307.1 | PI2000-307 | PI2000-229 | 1 | 647 | Rainfall_100yr | Rainfall | 0 | 0 | 125644.12 | 2.045 | 7.9457 | 0.697 | 27.301 | 4.282 | 0 | 0 | 2 | 2.308 | 7.9473 | 0.685 | 27.741 | 4.242 | 2 | 5.066 | 0 | 0 | 125644.2
PI2000-458.1 | PI2000-458 | PI2000-307 | 1 | 647 | Rainfall_100yr | Rainfall | 0 | 0 | 120709.93 | 2.354 | 6.9928 | 0.648 | 27.668 | 3.855 | 0 | 0 | 2 | 2.486 | 6.9939 | 0.681 | 28.153 | 3.773 | 2 | 5.066 | 0 | 0 | 120709.93
PI2000-50.1 | PI2000-50 | CC0200-1216 | 1 | 647 | Rainfall_100yr | Rainfall | 0 | 0 | 125643.93 | 1.926 | 7.914 | 0.995 | 26.578 | 5.04 | 0 | 0 | 2 | 1.929 | 7.9175 | 0.872 | 26.644 | 4.624 | 2 | 7.641 | 0 | 0 | 125643.93
PI2000-668.1 | PI2000-668 | PI2000-458 | 1 | 647 | Rainfall_100yr | Rainfall | 0 | 0 | 117890.84 | 2.512 | 6.9947 | 0.645 | 28.112 | 3.769 | 0 | 0 | 2 | 2.452 | 6.9959 | 0.682 | 28.624 | 3.71 | 2 | 5.066 | 0 | 0 | 117890.84
PI20506-1021.1 | PI20506-1021 | PI20506-18 | 1 | 647 | Rainfall_100yr | Rainfall | 0 | 0 | 208991.38 | 9.615 | 24.0897 | 0.936 | 40.946 | 4.399 | 0 | 0 | 2 | 9.553 | 24.1036 | 0.75 | 43.687 | 4.35 | 2 | 20.522 | 0 | 0 | 209327.89
PI20506-18.1 | PI20506-18 | PI0500-11939 | 1 | 647 | Rainfall_100yr | Rainfall | 0 | 0 | 752610.13 | 10.067 | 18.9532 | 0.494 | 40.946 | 2.439 | 0 | 0 | 1 | 10.038 | 18.9556 | 0.543 | 40.945 | 2.439 | 1 | 38.512 | 0 | 0 | 752643.38
PI2100-30.1 | PI2100-30 | CC0200-1549 | 1 | 647 | Rainfall_100yr | Rainfall | 0 | 0 | 135308.88 | 3.313 | 15.2481 | 0.325 | 26.602 | 4.606 | 0 | 0 | 1 | 3.116 | 15.249 | 0.436 | 26.681 | 4.619 | 1 | 23.723 | 0 | 0 | 135313.13
PI2200-110.1 | PI2200-110 | CC0200-1924 | 1 | 647 | Rainfall_100yr | Rainfall | 0 | 0 | 142299.84 | 0.733 | 4.3157 | 0.991 | 29.599 | 4.136 | 0 | 0 | 0.45 | 0.896 | 4.3158 | 0.674 | 29.83 | 3.166 | 0 | 9.093 | 0 | 0 | 142300.67
PI2200-138.1 | PI2200-138 | PI2200-110 | 1 | 647 | Rainfall_100yr | Rainfall | 0 | 0 | 142301.34 | 0.993 | 4.3158 | 0.726 | 30.036 | 4.13 | 0 | 0 | 0.89 | 1.108 | 4.3158 | 0.638 | 30.15 | 3.753 | 1 | 2.597 | 0 | 0 | 142301.84
PI2200-176.1 | PI2200-176 | PI2200-138 | 1 | 647 | Rainfall_100yr | Rainfall | 0 | 0 | 142302.03 | 1.18 | 4.3158 | 0.575 | 30.204 | 3.596 | 0 | 0 | 2 | 1.304 | 4.3158 | 0.556 | 30.371 | 3.432 | 2 | 2.597 | 0 | 0 | 142302.39
PI2200-557.1 | PI2200-557 | PI2200-176 | 1 | 647 | Rainfall_100yr | Rainfall | 0 | 0 | 142302.56 | 1.439 | 4.3158 | 0.474 | 30.5 | 3.37 | 0 | 0 | 2 | 2.553 | 4.3159 | 0.555 | 32.211 | 3.188 | 2 | 2.597 | 0 | 0 | 142305.92
PI2300-1021.1 | PI2300-1021 | PI2300-952 | 1 | 647 | Rainfall_100yr | Rainfall | 0 | 0 | 136159.8 | 4.992 | 14.6159 | 0.496 | 33.291 | 4.256 | 0 | 0 | 2 | 5.18 | 14.6205 | 0.516 | 33.568 | 4.241 | 2 | 8.193 | 0 | 0 | 136159.8
PI2300-1380.1 | PI2300-1380 | PI2300-1021 | 1 | 647 | Rainfall_100yr | Rainfall | 0 | 0 | 70524.45 | 5.392 | 7.259 | 0.264 | 33.588 | 2.701 | 0 | 0 | 2 | 5.269 | 7.3711 | 0.602 | 34.116 | 2.738 | 2 | 6.74 | 0 | 0 | 70524.67
PI2300-1551.1 | PI2300-1551 | PI2300-1380 | 1 | 647 | Rainfall_100yr | Rainfall | 0 | 0 | 70570.65 | 5.289 | 7.4617 | 0.618 | 34.214 | 3.642 | 0 | 0 | 2 | 5.442 | 7.5278 | 0.779 | 34.887 | 3.636 | 2 | 5.799 | 0 | 0 | 70570.74
PI2300-164.1 | PI2300-164 | CC0200-3326 | 1 | 647 | Rainfall_100yr | Rainfall | 0 | 0 | 297335.5 | 2.997 | 31.7101 | 0.526 | 30.321 | 4.616 | 0 | 0 | 1 | 2.973 | 31.7281 | 0.55 | 30.384 | 4.653 | 1 | 34.446 | 0 | 0 | 297338.63
PI2300-219.1 | PI2300-219 | PI2300-164 | 1 | 647 | Rainfall_100yr | Rainfall | 0 | 0 | 136116.97 | 3.044 | 14.467 | 0.279 | 30.277 | 2.901 | 0 | 0 | 1 | 2.961 | 14.4922 | 0.338 | 30.335 | 2.953 | 1 | 20.63 | 0 | 0 | 136118.23
PI2300-269.1 | PI2300-269 | PI2300-219 | 1 | 647 | Rainfall_100yr | Rainfall | 0 | 0 | 136123.64 | 3.263 | 14.5075 | 0.226 | 30.362 | 2.843 | 0 | 0 | 1 | 3.189 | 14.5108 | 0.256 | 30.415 | 2.85 | 1 | 20.63 | 0 | 0 | 136138.98
PI2300-303.1 | PI2300-303 | PI2300-269 | 1 | 647 | Rainfall_100yr | Rainfall | 0 | 0 | 136141.97 | 3.207 | 14.5262 | 0.253 | 30.433 | 2.85 | 0 | 0 | 2 | 3.212 | 14.5292 | 0.257 | 30.469 | 2.849 | 2 | 12.239 | 0 | 0 | 136148.22
PI2300-512.1 | PI2300-512 | PI2300-303 | 1 | 647 | Rainfall_100yr | Rainfall | 0 | 0 | 136151.11 | 3.239 | 14.5449 | 0.29 | 30.646 | 4.4 | 0 | 0 | 2 | 3.696 | 14.5557 | 0.498 | 31.42 | 4.354 | 2 | 8.71 | 0 | 0 | 136159.78
PI2300-774.1 | PI2300-774 | PI2300-512 | 1 | 647 | Rainfall_100yr | Rainfall | 0 | 0 | 136159.78 | 3.743 | 14.568 | 0.486 | 31.467 | 4.354 | 0 | 0 | 2 | 4.394 | 14.5809 | 0.539 | 32.484 | 4.296 | 2 | 8.386 | 0 | 0 | 136159.8
PI2300-952.1 | PI2300-952 | PI2300-774 | 1 | 647 | Rainfall_100yr | Rainfall | 0 | 0 | 136159.8 | 4.439 | 14.593 | 0.521 | 32.529 | 4.296 | 0 | 0 | 2 | 4.944 | 14.6023 | 0.512 | 33.243 | 4.255 | 2 | 7.757 | 0 | 0 | 136159.8
PI2400-46.1 | PI2400-46 | CC0200-3428 | 1 | 647 | Rainfall_100yr | Rainfall | 0 | 0 | 185936.66 | 2.267 | 21.1171 | 0.997 | 30.354 | 5.984 | 0 | 0 | 0.93 | 2.32 | 21.1329 | 0.865 | 30.424 | 5.47 | 1 | 10.968 | 0 | 0 | 185936.66
PI2400-85.1 | PI2400-85 | PI2400-46 | 1 | 647 | Rainfall_100yr | Rainfall | 0 | 0 | 185936.66 | 2.369 | 21.1395 | 0.781 | 30.469 | 5.131 | 0 | 0 | 0.97 | 2.421 | 21.1557 | 0.712 | 30.57 | 4.849 | 1 | 14.635 | 0 | 0 | 185936.66
PI2600-105.1 | PI2600-105 | CC0300-1316 | 1 | 647 | Rainfall_100yr | Rainfall | 0 | 0 | 284214.66 | 6.919 | 49.8703 | 0.959 | 44.732 | 6.702 | 0 | 0 | 2 | 6.492 | 49.8743 | 0.852 | 44.631 | 6.685 | 2 | 36.703 | 0 | 0 | 284403.94
PI2600-1193.1 | PI2600-1193 | PI2600-803 | 1 | 647 | Rainfall_100yr | Rainfall | 0 | 0 | 430803.81 | 8.655 | 20.6896 | 0.058 | 44.909 | 2.706 | 0 | 0 | 1 | 7.868 | 20.6944 | 0.364 | 45.093 | 2.721 | 1 | 33.288 | 0 | 0 | 432802.38
PI2600-1218.1 | PI2600-1218 | PI2600-1193 | 1 | 647 | Rainfall_100yr | Rainfall | 0 | 0 | 432837.28 | 7.913 | 20.6988 | 0.377 | 45.192 | 3.826 | 0 | 0 | 1 | 6.264 | 20.6991 | 1.892 | 45.237 | 5.317 | 1 | 106.661 | 0 | 0 | 432867.31
PI2600-1436.1 | PI2600-1436 | PI2600-1218 | 1 | 647 | Rainfall_100yr | Rainfall | 0 | 0 | 432869.84 | 6.349 | 20.7028 | 0.964 | 45.326 | 3.895 | 0 | 0 | 2 | 6.219 | 20.7055 | 0.759 | 45.853 | 3.895 | 2 | 20.594 | 0 | 0 | 432874.94
PI2600-1556.1 | PI2600-1556 | PI2600-1436 | 1 | 647 | Rainfall_100yr | Rainfall | 0 | 0 | 432874.94 | 6.263 | 20.7092 | 0.702 | 45.898 | 3.893 | 0 | 0 | 2 | 6.259 | 20.7107 | 0.75 | 46.196 | 3.893 | 2 | 20.476 | 0 | 0 | 432874.94
PI2600-2157.1 | PI2600-2157 | PI2600-1556 | 1 | 647 | Rainfall_100yr | Rainfall | 0 | 0 | 432874.94 | 6.304 | 20.7144 | 0.695 | 46.241 | 3.892 | 0 | 0 | 2 | 6.319 | 20.7219 | 0.769 | 47.759 | 4.036 | 2 | 20.476 | 0 | 0 | 432874.94
PI2600-2277.1 | PI2600-2277 | PI2600-2157 | 1 | 647 | Rainfall_100yr | Rainfall | 0 | 0 | 432874.94 | 6.493 | 20.7257 | 0.577 | 47.932 | 3.883 | 0 | 0 | 2 | 6.5 | 20.7272 | 0.728 | 48.238 | 3.883 | 2 | 20.476 | 0 | 0 | 432874.94
PI2600-2345.1 | PI2600-2345 | PI2600-2277 | 1 | 647 | Rainfall_100yr | Rainfall | 0 | 0 | 432874.94 | 6.539 | 20.7311 | 0.685 | 48.277 | 3.882 | 0 | 0 | 1 | 6.511 | 20.7321 | 0.788 | 48.451 | 3.97 | 1 | 22.349 | 0 | 0 | 432874.94
PI2600-2691.1 | PI2600-2691 | PI2600-2345 | 1 | 647 | Rainfall_100yr | Rainfall | 0 | 0 | 411474.44 | 6.553 | 18.4371 | 0.731 | 48.374 | 3.822 | 0 | 0 | 1 | 5.96 | 18.441 | 0.839 | 48.808 | 4.636 | 1 | 22.349 | 0 | 0 | 411474.44
PI2600-3117.1 | PI2600-3117 | PI2600-2691 | 1 | 647 | Rainfall_100yr | Rainfall | 0 | 0 | 402182.19 | 5.989 | 17.7818 | 0.846 | 48.915 | 5.295 | 0 | 0 | 2 | 6.058 | 17.7803 | 0.809 | 50.455 | 5.167 | 2 | 12.326 | 0 | 0 | 402182.59
PI2600-657.1 | PI2600-657 | PI2600-105 | 1 | 647 | Rainfall_100yr | Rainfall | 0 | 0 | 427484.16 | 6.477 | 20.6719 | 0.71 | 44.573 | 2.764 | 0 | 0 | 1 | 8.717 | 20.6788 | 0.129 | 44.821 | 2.706 | 1 | -40.038 | 0 | 0 | 429734.72
PI2600-803.1 | PI2600-803 | PI2600-657 | 1 | 647 | Rainfall_100yr | Rainfall | 0 | 0 | 429796.22 | 8.727 | 20.6833 | 0.121 | 44.831 | 2.706 | 0 | 0 | 1 | 8.645 | 20.6851 | 0.078 | 44.899 | 2.706 | 1 | 21.379 | 0 | 0 | 430745.88
PI2700-356.1 | PI2700-356 | CC0300-2826 | 1 | 647 | Rainfall_100yr | Rainfall | 0 | 0 | 0.01 | 8.361 | -2e-05 | 0 | 50.081 | 0 | 0 | 0 | 1 | 4.272 | -0.49743 | 0.916 | 50.083 | 2.09 | 1 | 11.237 | 0 | 0 | 731.67
PI2700-394.1 | PI2700-394 | PI2700-356 | 1 | 647 | Rainfall_100yr | Rainfall | 0 | 0 | 632944.5 | 4.272 | 9.6683 | 0.75 | 50.42 | 4.88 | 0 | 0 | 2 | 4.381 | 9.6691 | 0.907 | 50.715 | 4.86 | 2 | 7.477 | 0 | 0 | 633018.38
PI2800-245.1 | PI2800-245 | CC0300-3128 | 1 | 647 | Rainfall_100yr | Rainfall | 0 | 0 | 0.01 | 6.483 | 0 | 0 | 50.993 | 0 | 0 | 0 | 1 | 2.994 | 0.07533 | 0.683 | 50.994 | 1.179 | 1 | 4.255 | 0 | 0 | 248.73
PI2900-106.1 | PI2900-106 | CC0300-3338 | 1 | 647 | Rainfall_100yr | Rainfall | 0 | 0 | 17046.56 | 5.016 | 1.5962 | 0.144 | 47.938 | 1.522 | 0 | 0 | 1 | 4.761 | 1.5982 | 0.544 | 47.957 | 1.53 | 1 | 1.798 | 0 | 0 | 17086.97
PI3000-1034.1 | PI3000-1034 | PI3000-727 | 1 | 647 | Rainfall_100yr | Rainfall | 0 | 0 | 448145.03 | 5.557 | 14.7227 | 0.849 | 52.289 | 4.457 | 0 | 0 | 2 | 5.519 | 14.7425 | 0.94 | 53.481 | 4.945 | 2 | 14.33 | 0 | 0 | 448145.06
PI3000-106.1 | PI3000-106 | CC0300-3496 | 1 | 647 | Rainfall_100yr | Rainfall | 0 | 0 | 508638.25 | 4.736 | 21.2467 | 0.618 | 48.91 | 6.245 | 0 | 0 | 2 | 5.158 | 21.2496 | 0.703 | 49.767 | 6.164 | 2 | 11.226 | 0 | 0 | 508763.75
PI3000-1451.1 | PI3000-1451 | PI3000-1034 | 1 | 647 | Rainfall_100yr | Rainfall | 0 | 0 | 448059.84 | 5.562 | 14.761 | 0.849 | 53.524 | 4.681 | 0 | 0 | 2 | 5.511 | 14.797 | 0.94 | 55.147 | 5.065 | 2 | 14.33 | 0 | 0 | 448059.88
PI3000-156.1 | PI3000-156 | PI3000-106 | 1 | 647 | Rainfall_100yr | Rainfall | 0 | 0 | 448058.63 | 5.376 | 14.6669 | 0.56 | 49.69 | 4.321 | 0 | 0 | 2 | 5.443 | 14.669 | 0.674 | 49.887 | 4.315 | 2 | 11.453 | 0 | 0 | 448099.84
PI3000-1963.1 | PI3000-1963 | PI3000-1451 | 1 | 647 | Rainfall_100yr | Rainfall | 0 | 0 | 288967.44 | 5.575 | 9.1251 | 0.614 | 55.043 | 3.721 | 0 | 0 | 1 | 4.379 | 9.1052 | 0.919 | 55.907 | 4.688 | 1 | 10.037 | 0 | 0 | 288967.69
PI3000-2228.1 | PI3000-2228 | PI3000-1963 | 1 | 647 | Rainfall_100yr | Rainfall | 0 | 0 | 288967.69 | 4.395 | 9.1384 | 0.834 | 55.922 | 4.474 | 0 | 0 | 1 | 3.775 | 9.1832 | 0.919 | 56.371 | 4.72 | 1 | 10.037 | 0 | 0 | 288967.72
PI3000-2390.1 | PI3000-2390 | PI3000-2228 | 1 | 647 | Rainfall_100yr | Rainfall | 0 | 0 | 288967.88 | 3.799 | 9.2341 | 0.871 | 56.466 | 5.254 | 0 | 0 | 2 | 3.767 | 9.3023 | 0.899 | 57.082 | 4.897 | 2 | 6.654 | 0 | 0 | 288967.97
PI3000-2771.1 | PI3000-2771 | PI3000-2390 | 1 | 647 | Rainfall_100yr | Rainfall | 0 | 0 | 168868.61 | 3.893 | 5.8464 | 0.433 | 57.092 | 3.12 | 0 | 0 | 1 | 2.807 | 5.853 | 0.896 | 57.54 | 3.977 | 1 | 6.654 | 0 | 0 | 168868.66
PI3000-2851.1 | PI3000-2851 | PI3000-2771 | 1 | 647 | Rainfall_100yr | Rainfall | 0 | 0 | 177518.94 | 2.848 | 6.7591 | 0.614 | 57.72 | 3.529 | 0 | 0 | 2 | 2.86 | 6.7592 | 0.872 | 58.054 | 3.713 | 2 | 6.654 | 0 | 0 | 177518.94
PI3000-416.1 | PI3000-416 | PI3000-156 | 1 | 647 | Rainfall_100yr | Rainfall | 0 | 0 | 448107.41 | 5.544 | 14.6786 | 0.612 | 49.987 | 4.308 | 0 | 0 | 2 | 5.511 | 14.6888 | 0.938 | 50.994 | 4.306 | 2 | 14.33 | 0 | 0 | 448145.03
PI3000-727.1 | PI3000-727 | PI3000-416 | 1 | 647 | Rainfall_100yr | Rainfall | 0 | 0 | 448145.03 | 5.554 | 14.6984 | 0.848 | 51.037 | 4.305 | 0 | 0 | 2 | 5.514 | 14.7112 | 0.94 | 52.246 | 4.73 | 2 | 14.33 | 0 | 0 | 448145.03
PI3001-77.1 | PI3001-77 | PI3000-1451 | 1 | 647 | Rainfall_100yr | Rainfall | 0 | 0 | 159092.63 | 5.575 | 8.4438 | 0.467 | 55.031 | 2.455 | 0 | 0 | 1 | 5.046 | 8.4516 | 1.17 | 55.122 | 3.383 | 1 | 20.209 | 0 | 0 | 159092.64
PI3200-88.1 | PI3200-88 | CC0300-6083 | 1 | 647 | Rainfall_100yr | Rainfall | 0 | 0 | 3033706 | 7.017 | 105.5217 | 0.175 | 58.431 | 6.682 | 0 | 0 | 2 | 7.183 | 105.5218 | 0.197 | 58.746 | 6.677 | 2 | 73.447 | 0 | 0 | 3034338.5
PI3201-113.1 | PI3201-113 | PI3200-88 | 1 | 647 | Rainfall_100yr | Rainfall | 0 | 0 | 4546.92 | 7.391 | -6.2252 | 0.941 | 58.376 | -2.852 | 0 | 0 | 2 | 6.736 | -6.2229 | 0.651 | 58.006 | -2.911 | 2 | 5.219 | 0 | 0 | 4750.14
PI3300-1056.1 | PI3300-1056 | PI3300-642 | 1 | 647 | Rainfall_100yr | Rainfall | 0 | 0 | 288143.38 | 8.865 | 13.6751 | 0.613 | 61.52 | 2.663 | 0 | 0 | 1 | 7.717 | 13.6637 | 0.759 | 61.403 | 3.712 | 1 | 20.475 | 0 | 0 | 288171.78
PI3300-1150.1 | PI3300-1150 | PI3300-1056 | 1 | 647 | Rainfall_100yr | Rainfall | 0 | 0 | 226498.73 | 7.71 | 13.0201 | 0.761 | 61.402 | 4.05 | 0 | 0 | 2 | 7.423 | 13.0179 | 0.748 | 61.354 | 4.061 | 2 | 11.42 | 0 | 0 | 226505.7
PI3300-1847.1 | PI3300-1847 | PI1600-541 | 1 | 647 | Rainfall_100yr | Rainfall | 0 | 0 | 277399.91 | 6.995 | 20.9248 | 0.991 | 61.188 | 6.062 | 0 | 0 | 2 | 6.868 | 20.9444 | 0.749 | 61.682 | 5.939 | 2 | 11.28 | 0 | 0 | 277401.28
PI3300-2191.1 | PI3300-2191 | PI3300-1847 | 1 | 647 | Rainfall_100yr | Rainfall | 0 | 0 | 92312.51 | 6.916 | 6.1847 | 0.252 | 61.513 | 2.312 | 0 | 0 | 1 | 6.251 | 6.2841 | 0.719 | 61.71 | 2.841 | 1 | 7.927 | 0 | 0 | 92312.68
PI3300-2541.1 | PI3300-2541 | PI3300-2191 | 1 | 647 | Rainfall_100yr | Rainfall | 0 | 0 | 92312.68 | 6.256 | 6.3354 | 0.677 | 61.715 | 2.741 | 0 | 0 | 1 | 5.584 | 6.458 | 0.728 | 61.919 | 3.309 | 1 | 7.927 | 0 | 0 | 92312.71
PI3300-2917.1 | PI3300-2917 | PI3300-2541 | 1 | 647 | Rainfall_100yr | Rainfall | 0 | 0 | 79880.83 | 5.591 | 6.5496 | 0.726 | 61.919 | 3.532 | 0 | 0 | 1 | 2.163 | 7.0094 | 1.364 | 62.442 | 6.141 | 1 | 10.686 | 0 | 0 | 79880.92
PI3300-42.1 | PI3300-42 | CC0300-6083 | 1 | 647 | Rainfall_100yr | Rainfall | 0 | 0 | 971552.25 | 8.586 | 66.0852 | 0.345 | 61.568 | 12.064 | 0 | 0 | 1 | 10.574 | 66.0853 | 0.225 | 62.522 | 11.784 | 1 | -60.782 | 0 | 0 | 971741.06
PI3300-642.1 | PI3300-642 | PI3300-42 | 1 | 647 | Rainfall_100yr | Rainfall | 0 | 0 | 409796.44 | 11.782 | 25.1771 | 0.118 | 61.583 | 4.688 | 0 | 0 | 1 | 8.867 | 25.2065 | 0.967 | 61.509 | 4.726 | 1 | 28.222 | 0 | 0 | 411392.88
PI3301-263.1 | PI3301-263 | PI3301-57 | 1 | 647 | Rainfall_100yr | Rainfall | 0 | 0 | 9078.87 | 7.031 | 2.8469 | 0.053 | 61.749 | 1.576 | 0 | 0 | 1 | 1.851 | 2.1333 | 0.099 | 61.869 | 1.447 | 1 | 12.298 | 0 | 0 | 9080.6
PI3301-57.1 | PI3301-57 | PI3300-1847 | 1 | 647 | Rainfall_100yr | Rainfall | 0 | 0 | 39510.34 | 6.916 | 4.9647 | 0.096 | 61.585 | 2.824 | 0 | 0 | 2 | 7.003 | 4.9606 | 0.096 | 61.814 | 2.811 | 2 | 3.802 | 0 | 0 | 39510.56
PI3400-116.1 | PI3400-116 | PI3400-63 | 1 | 647 | Rainfall_100yr | Rainfall | 0 | 0 | 131589.98 | 2.844 | 5.4603 | 0.642 | 60.545 | 2.95 | 0 | 0 | 2 | 2.819 | 5.457 | 0.636 | 60.628 | 2.944 | 2 | 4.747 | 0 | 0 | 131589.98
PI3400-343.1 | PI3400-343 | PI3400-116 | 1 | 647 | Rainfall_100yr | Rainfall | 0 | 0 | 131640.89 | 2.874 | 5.4601 | 0.519 | 60.683 | 2.935 | 0 | 0 | 2 | 2.769 | 5.4783 | 0.637 | 61.042 | 2.927 | 2 | 4.747 | 0 | 0 | 131643.23
PI3400-63.1 | PI3400-63 | CC0300-7103 | 1 | 647 | Rainfall_100yr | Rainfall | 0 | 0 | 131589.98 | 2.86 | 5.4902 | 0.99 | 60.427 | 3.479 | 0 | 0 | 2 | 2.823 | 5.4816 | 0.71 | 60.524 | 2.963 | 2 | 4.747 | 0 | 0 | 131589.98
PI3500-71.1 | PI3500-71 | CC0300-7683 | 1 | 647 | Rainfall_100yr | Rainfall | 0 | 0 | 89093.75 | 2.915 | 9.026 | 2.438 | 63.523 | 6.722 | 0 | 0 | 1 | 1.228 | 9.029 | 2.699 | 65.508 | 10.659 | 1 | 13.428 | 0 | 0 | 89093.76
PI3600-131.1 | PI3600-131 | CC0300-8183 | 1 | 647 | Rainfall_100yr | Rainfall | 0 | 0 | 50227.09 | 2.725 | 3.9624 | 0.995 | 63.243 | 5.593 | 0 | 0 | 2 | 2.181 | 3.5299 | 0.807 | 63.237 | 4.132 | 2 | 2.204 | 0 | 0 | 50235.49
PI3700-1205.1 | PI3700-1205 | PI3700-814 | 1 | 647 | Rainfall_100yr | Rainfall | 0 | 0 | 466686.19 | 5.544 | 12.0791 | 0.325 | 66.299 | 2.48 | 0 | 0 | 2 | 5.415 | 12.072 | 0.381 | 66.412 | 2.417 | 2 | 10.165 | 0 | 0 | 467302.88
PI3700-1441.1 | PI3700-1441 | PI3700-1205 | 1 | 647 | Rainfall_100yr | Rainfall | 0 | 0 | 463976.16 | 5.421 | 12.0664 | 0.397 | 66.442 | 2.907 | 0 | 0 | 1 | 5.202 | 12.0652 | 0.566 | 66.61 | 2.907 | 1 | 12.436 | 0 | 0 | 464267.47
PI3700-155.1 | PI3700-155 | CC0300-8706 | 1 | 647 | Rainfall_100yr | Rainfall | 0 | 0 | 551774.69 | 5.935 | 15.8133 | 0.287 | 65.058 | 2.995 | 0 | 0 | 1 | 4.813 | 15.8185 | 1.292 | 65.273 | 4.357 | 1 | 38.048 | 0 | 0 | 551938.69
PI3700-1694.1 | PI3700-1694 | PI3700-1441 | 1 | 647 | Rainfall_100yr | Rainfall | 0 | 0 | 245456.92 | 5.216 | 6.0315 | 0.635 | 66.693 | 2.929 | 0 | 0 | 2 | 5.966 | 6.0351 | 0.343 | 67.498 | 2.86 | 2 | 1.618 | 0 | 0 | 245744.42
PI3700-170.1 | PI3700-170 | PI3700-155 | 1 | 647 | Rainfall_100yr | Rainfall | 0 | 0 | 551946.44 | 4.836 | 15.8284 | 1.063 | 65.296 | 3.798 | 0 | 0 | 1 | 4.727 | 15.8289 | 1.211 | 65.317 | 4.222 | 1 | 38.048 | 0 | 0 | 551955.69
PI3700-1996.1 | PI3700-1996 | PI3700-1694 | 1 | 647 | Rainfall_100yr | Rainfall | 0 | 0 | 245756.91 | 5.987 | 6.0378 | 0.337 | 67.518 | 2.859 | 0 | 0 | 2 | 6.201 | 6.0423 | 0.706 | 68.491 | 2.925 | 2 | 5.27 | 0 | 0 | 246067
PI3700-2252.1 | PI3700-2252 | PI3700-1996 | 1 | 647 | Rainfall_100yr | Rainfall | 0 | 0 | 246076.75 | 6.291 | 6.0451 | 0.553 | 68.581 | 2.832 | 0 | 0 | 2 | 6.484 | 6.0488 | 0.71 | 69.413 | 3.071 | 2 | 5.253 | 0 | 0 | 246305.5
PI3700-2510.1 | PI3700-2510 | PI3700-2252 | 1 | 647 | Rainfall_100yr | Rainfall | 0 | 0 | 246315.2 | 6.573 | 6.0515 | 0.553 | 69.503 | 2.811 | 0 | 0 | 2 | 6.775 | 6.0552 | 0.711 | 70.348 | 3.128 | 2 | 5.253 | 0 | 0 | 246544.67
PI3700-2731.1 | PI3700-2731 | PI3700-2510 | 1 | 647 | Rainfall_100yr | Rainfall | 0 | 0 | 168511.17 | 6.873 | 3.6842 | 0.574 | 70.339 | 3.13 | 0 | 0 | 2 | 6.15 | 3.7596 | 0.737 | 70.253 | 3.186 | 2 | 3.484 | 0 | 0 | 168693.86
PI3700-2954.1 | PI3700-2954 | PI3700-2731 | 1 | 647 | Rainfall_100yr | Rainfall | 0 | 0 | 149616.05 | 6.149 | 3.1794 | 0.691 | 70.246 | 3.05 | 0 | 0 | 1 | 5.51 | 3.17 | 0.74 | 70.259 | 3.178 | 1 | 3.484 | 0 | 0 | 149798.09
PI3700-3154.1 | PI3700-3154 | PI3700-2954 | 1 | 647 | Rainfall_100yr | Rainfall | 0 | 0 | 149109.92 | 5.511 | 3.17 | 0.768 | 70.26 | 4.004 | 0 | 0 | 2 | 5.017 | 3.1701 | 0.703 | 70.353 | 3.6 | 2 | 1.921 | 0 | 0 | 149266.14
PI3700-3462.1 | PI3700-3462 | PI3700-3154 | 1 | 647 | Rainfall_100yr | Rainfall | 0 | 0 | 149193.03 | 5.02 | 3.1782 | 0.635 | 70.355 | 3.591 | 0 | 0 | 2 | 4.286 | 3.3041 | 0.703 | 70.544 | 3.319 | 2 | 1.921 | 0 | 0 | 149451.47
PI3700-3732.1 | PI3700-3732 | PI3700-3462 | 1 | 647 | Rainfall_100yr | Rainfall | 0 | 0 | 81911.53 | 4.288 | 2.6655 | 0.453 | 70.52 | 2.96 | 0 | 0 | 2 | 3.649 | 2.8227 | 0.71 | 70.669 | 2.955 | 2 | 1.921 | 0 | 0 | 82150.84
PI3700-397.1 | PI3700-397 | PI3700-170 | 1 | 647 | Rainfall_100yr | Rainfall | 0 | 0 | 551963.63 | 4.749 | 15.8388 | 0.991 | 65.339 | 3.75 | 0 | 0 | 2 | 4.968 | 15.8463 | 0.454 | 65.647 | 3.062 | 2 | 8.091 | 0 | 0 | 552212.94
PI3700-3989.1 | PI3700-3989 | PI3700-3732 | 1 | 647 | Rainfall_100yr | Rainfall | 0 | 0 | 87025.04 | 3.651 | 2.0496 | 0.661 | 70.693 | 2.464 | 0 | 0 | 2 | 3.332 | 2.0506 | 0.713 | 71.125 | 2.688 | 2 | 1.921 | 0 | 0 | 87252.46
PI3700-4241.1 | PI3700-4241 | PI3700-3989 | 1 | 647 | Rainfall_100yr | Rainfall | 0 | 0 | 85358.3 | 3.338 | 2.0512 | 0.674 | 71.128 | 2.604 | 0 | 0 | 2 | 3.042 | 2.0522 | 0.717 | 71.568 | 2.739 | 2 | 1.921 | 0 | 0 | 85568.91
PI3700-4261.1 | PI3700-4261 | PI3700-4241 | 1 | 647 | Rainfall_100yr | Rainfall | 0 | 0 | 62322.28 | 3.048 | 2.0534 | 0.679 | 71.546 | 2.663 | 0 | 0 | 2 | 2.978 | 2.0551 | 0.698 | 71.535 | 2.683 | 2 | 1.921 | 0 | 0 | 62338.57
PI3700-4417.1 | PI3700-4417 | PI3700-4261 | 1 | 647 | Rainfall_100yr | Rainfall | 0 | 0 | 14566.47 | 2.979 | 2.3059 | 0.511 | 71.527 | 2.503 | 0 | 0 | 2 | 2.893 | 2.3066 | 0.653 | 71.988 | 2.466 | 2 | 1.921 | 0 | 0 | 14688.78
PI3700-705.1 | PI3700-705 | PI3700-397 | 1 | 647 | Rainfall_100yr | Rainfall | 0 | 0 | 552226.81 | 4.989 | 15.8562 | 0.443 | 65.669 | 3.037 | 0 | 0 | 2 | 5.292 | 15.8663 | 0.364 | 66.091 | 3.027 | 2 | 8.091 | 0 | 0 | 552676.88
PI3700-814.1 | PI3700-814 | PI3700-705 | 1 | 647 | Rainfall_100yr | Rainfall | 0 | 0 | 552692.88 | 5.372 | 15.8761 | 0.344 | 66.172 | 3.027 | 0 | 0 | 2 | 5.463 | 15.8796 | 0.376 | 66.324 | 3.024 | 2 | 9.622 | 0 | 0 | 552866.69
PI3701-249.1 | PI3701-249 | PI3700-1441 | 1 | 647 | Rainfall_100yr | Rainfall | 0 | 0 | 223209.89 | 5.216 | 8.0096 | 0.63 | 66.628 | 4.221 | 0 | 0 | 2 | 5.478 | 8.0087 | 0.353 | 67.022 | 4.033 | 2 | 2.4 | 0 | 0 | 223405.23
PI3701-285.1 | PI3701-285 | PI3701-249 | 1 | 647 | Rainfall_100yr | Rainfall | 0 | 0 | 223412.33 | 5.527 | 8.0123 | 0.332 | 67.07 | 4.013 | 0 | 0 | 2 | 5.495 | 8.0129 | 0.535 | 67.129 | 3.998 | 2 | 5.27 | 0 | 0 | 223434.55
PI3701-543.1 | PI3701-543 | PI3701-285 | 1 | 647 | Rainfall_100yr | Rainfall | 0 | 0 | 223440.52 | 5.542 | 8.0129 | 0.471 | 67.176 | 3.974 | 0 | 0 | 2 | 5.626 | 8.2292 | 0.7 | 68.035 | 3.991 | 2 | 5.237 | 0 | 0 | 223492.73
PI3702-49.1 | PI3702-49 | PI3700-4261 | 1 | 647 | Rainfall_100yr | Rainfall | 0 | 0 | 52173.25 | 2.979 | 1.2887 | 0.266 | 71.553 | 1.389 | 0 | 0 | 1 | 2.897 | 1.2891 | 0.523 | 71.613 | 1.397 | 1 | 1.921 | 0 | 0 | 52212.77
PI3800-1299.1 | PI3800-1299 | PI3800-795 | 1 | 647 | Rainfall_100yr | Rainfall | 0 | 0 | 1015985.56 | 7.309 | 25.8122 | 0.284 | 67.304 | 3.439 | 0 | 0 | 1 | 6.768 | 25.8513 | 0.777 | 68.018 | 3.5 | 1 | 33.28 | 0 | 0 | 1016133.31
PI3800-1729.1 | PI3800-1729 | PI3800-1299 | 1 | 647 | Rainfall_100yr | Rainfall | 0 | 0 | 928261.63 | 6.81 | 24.6565 | 0.69 | 68.09 | 4.766 | 0 | 0 | 2 | 6.691 | 24.6533 | 0.77 | 69.041 | 4.736 | 2 | 20.466 | 0 | 0 | 928272.44
PI3800-2292.1 | PI3800-2292 | PI3800-1729 | 1 | 647 | Rainfall_100yr | Rainfall | 0 | 0 | 857009.44 | 6.725 | 24.0462 | 0.698 | 68.981 | 4.618 | 0 | 0 | 2 | 6.044 | 24.0419 | 0.772 | 69.74 | 4.588 | 2 | 20.522 | 0 | 0 | 857021.94
PI3800-2319.1 | PI3800-2319 | PI3800-2292 | 1 | 647 | Rainfall_100yr | Rainfall | 0 | 0 | 857022.25 | 6.067 | 24.0999 | 0.72 | 69.763 | 4.601 | 0 | 0 | 2 | 6.039 | 24.1118 | 0.736 | 69.795 | 4.602 | 2 | 20.522 | 0 | 0 | 857022.81
PI3800-2417.1 | PI3800-2417 | PI3800-2319 | 1 | 647 | Rainfall_100yr | Rainfall | 0 | 0 | 786615.88 | 6.06 | 23.9686 | 0.671 | 69.744 | 4.572 | 0 | 0 | 2 | 5.953 | 24.0235 | 0.619 | 69.778 | 4.57 | 2 | 15.91 | 0 | 0 | 786618.31
PI3800-2571.1 | PI3800-2571 | PI3800-2417 | 1 | 647 | Rainfall_100yr | Rainfall | 0 | 0 | 773152.38 | 5.961 | 21.424 | 0.591 | 69.854 | 4.061 | 0 | 0 | 2 | 5.931 | 21.4272 | 0.601 | 70.098 | 4.052 | 2 | 15.91 | 0 | 0 | 773156.38
PI3800-3246.1 | PI3800-3246 | PI3800-2571 | 1 | 647 | Rainfall_100yr | Rainfall | 0 | 0 | 783331.44 | 6.049 | 19.9651 | 0.491 | 70.27 | 3.854 | 0 | 0 | 2 | 6.772 | 19.9415 | 0.563 | 71.843 | 3.813 | 2 | 14.591 | 0 | 0 | 783348.63
PI3800-3475.1 | PI3800-3475 | PI3800-3246 | 1 | 647 | Rainfall_100yr | Rainfall | 0 | 0 | 763122.81 | 6.949 | 19.8102 | 0.48 | 72.053 | 4.616 | 0 | 0 | 2 | 7.406 | 19.8023 | 0.556 | 72.802 | 4.568 | 2 | 11.017 | 0 | 0 | 763128.69
PI3800-3711.1 | PI3800-3711 | PI3800-3475 | 1 | 647 | Rainfall_100yr | Rainfall | 0 | 0 | 730553 | 7.448 | 19.6489 | 0.651 | 72.88 | 4.435 | 0 | 0 | 2 | 8.067 | 19.6488 | 0.57 | 73.796 | 4.397 | 2 | 10.87 | 0 | 0 | 730557.81
PI3800-3775.1 | PI3800-3775 | PI3800-3711 | 1 | 647 | Rainfall_100yr | Rainfall | 0 | 0 | 679842.31 | 8.139 | 17.5411 | 0.511 | 73.895 | 4.827 | 0 | 0 | 2 | 8.403 | 17.6662 | 0.551 | 74.255 | 4.84 | 2 | 8.484 | 0 | 0 | 679843.75
PI3800-3982.1 | PI3800-3982 | PI3800-3775 | 1 | 647 | Rainfall_100yr | Rainfall | 0 | 0 | 596075.31 | 8.458 | 16.018 | 0.486 | 74.121 | 4.51 | 0 | 0 | 2 | 8.381 | 16.0093 | 0.75 | 74.62 | 4.464 | 2 | 11.32 | 0 | 0 | 596078.31
PI3800-4189.1 | PI3800-4189 | PI3800-3982 | 1 | 647 | Rainfall_100yr | Rainfall | 0 | 0 | 639628.06 | 8.413 | 16.7589 | 0.708 | 74.777 | 4.568 | 0 | 0 | 2 | 9.494 | 16.7688 | 0.426 | 75.905 | 4.483 | 2 | 3.522 | 0 | 0 | 639634
PI3800-4332.1 | PI3800-4332 | PI3800-4189 | 1 | 647 | Rainfall_100yr | Rainfall | 0 | 0 | 549979.69 | 9.547 | 15.4727 | 0.379 | 75.793 | 4.244 | 0 | 0 | 2 | 9.554 | 15.471 | 0.731 | 76.163 | 4.22 | 2 | 11.327 | 0 | 0 | 549981.81
PI3800-4410.1 | PI3800-4410 | PI3800-4332 | 1 | 647 | Rainfall_100yr | Rainfall | 0 | 0 | 512407.25 | 9.579 | 13.8799 | 0.753 | 76.132 | 3.802 | 0 | 0 | 1 | 9.761 | 13.8787 | 0.414 | 76.271 | 3.778 | 1 | -5.752 | 0 | 0 | 512410.78
PI3800-4607.1 | PI3800-4607 | PI3800-4410 | 1 | 647 | Rainfall_100yr | Rainfall | 0 | 0 | 304708.16 | 9.836 | 12.8048 | 0.344 | 76.246 | 3.584 | 0 | 0 | 1 | 12.153 | 12.7901 | 0.079 | 76.243 | 3.4 | 1 | -24.519 | 0 | 0 | 305053.69
PI3800-4907.1 | PI3800-4907 | PI3800-4607 | 1 | 647 | Rainfall_100yr | Rainfall | 0 | 0 | 399762 | 12.153 | 14.935 | 0.09 | 76.4 | 3.83 | 0 | 0 | 1 | 7.795 | 14.9378 | 1.86 | 77.766 | 7.267 | 1 | 30.989 | 0 | 0 | 399979.44
PI3800-5117.1 | PI3800-5117 | PI3800-4907 | 1 | 647 | Rainfall_100yr | Rainfall | 0 | 0 | 399981.03 | 7.837 | 14.9407 | 0.995 | 77.809 | 5.08 | 0 | 0 | 2 | 8.322 | 14.9433 | 0.662 | 78.692 | 4.129 | 2 | 9.883 | 0 | 0 | 399984.91
PI3800-5555.1 | PI3800-5555 | PI3800-5117 | 1 | 647 | Rainfall_100yr | Rainfall | 0 | 0 | 399984.94 | 8.377 | 14.9463 | 0.619 | 78.747 | 4.132 | 0 | 0 | 2 | 9.451 | 14.9521 | 0.652 | 80.649 | 4.075 | 2 | 9.849 | 0 | 0 | 399986.47
PI3800-6132.1 | PI3800-6132 | PI3800-5555 | 1 | 647 | Rainfall_100yr | Rainfall | 0 | 0 | 249228.38 | 9.493 | 9.3774 | 0.656 | 80.445 | 2.658 | 0 | 0 | 1 | 11.537 | 9.4712 | 0.064 | 80.428 | 2.542 | 1 | -13.516 | 0 | 0 | 250161.67
PI3800-6181.1 | PI3800-6181 | PI3800-6132 | 1 | 647 | Rainfall_100yr | Rainfall | 0 | 0 | 285137.59 | 11.537 | 10.399 | 0.091 | 80.502 | 2.703 | 0 | 0 | 1 | 7.618 | 10.5051 | 3.365 | 80.606 | 10.715 | 1 | 65.228 | 0 | 0 | 285175.5
PI3800-6347.1 | PI3800-6347 | PI3800-6181 | 1 | 647 | Rainfall_100yr | Rainfall | 0 | 0 | 241164.95 | 7.691 | 9.5666 | 0.978 | 80.651 | 4.037 | 0 | 0 | 2 | 7.496 | 9.5946 | 0.726 | 80.867 | 3.826 | 2 | 7.876 | 0 | 0 | 241167.7
PI3800-6709.1 | PI3800-6709 | PI3800-6347 | 1 | 647 | Rainfall_100yr | Rainfall | 0 | 0 | 114091.45 | 7.507 | 7.5179 | 0.261 | 80.872 | 2.682 | 0 | 0 | 1 | 5.855 | 7.5341 | 1.095 | 81.307 | 4.278 | 1 | 12.011 | 0 | 0 | 114091.55
PI3800-6926.1 | PI3800-6926 | PI3800-6709 | 1 | 647 | Rainfall_100yr | Rainfall | 0 | 0 | 125288.34 | 5.865 | 10.0899 | 0.953 | 81.45 | 3.886 | 0 | 0 | 2 | 5.855 | 10.0969 | 0.91 | 82.293 | 3.842 | 2 | 9.922 | 0 | 0 | 125288.41
PI3800-7154.1 | PI3800-7154 | PI3800-6926 | 1 | 647 | Rainfall_100yr | Rainfall | 0 | 0 | 125288.41 | 5.889 | 10.1031 | 0.826 | 82.327 | 3.688 | 0 | 0 | 1 | 5.83 | 10.1127 | 0.937 | 83.22 | 4.019 | 1 | 10.23 | 0 | 0 | 125288.48
PI3800-7439.1 | PI3800-7439 | PI3800-7154 | 1 | 647 | Rainfall_100yr | Rainfall | 0 | 0 | 126278.34 | 5.864 | 10.5771 | 0.847 | 83.282 | 3.836 | 0 | 0 | 2 | 6.849 | 10.5775 | 0.492 | 84.557 | 3.749 | 2 | 5.139 | 0 | 0 | 126278.38
PI3800-7675.1 | PI3800-7675 | PI3800-7439 | 1 | 647 | Rainfall_100yr | Rainfall | 0 | 0 | 126278.38 | 6.886 | 10.5778 | 0.478 | 84.594 | 3.745 | 0 | 0 | 2 | 7.651 | 10.5781 | 0.513 | 85.651 | 3.68 | 2 | 5.645 | 0 | 0 | 126278.41
PI3800-7932.1 | PI3800-7932 | PI3800-7675 | 1 | 647 | Rainfall_100yr | Rainfall | 0 | 0 | 66449.35 | 7.687 | 5.2322 | 0.29 | 85.517 | 1.86 | 0 | 0 | 1 | 7.269 | 5.1906 | 0.704 | 85.741 | 2.543 | 1 | 7.919 | 0 | 0 | 66449.37
PI3800-795.1 | PI3800-795 | CC0300-8868 | 1 | 647 | Rainfall_100yr | Rainfall | 0 | 0 | 1065815.63 | 5.897 | 30.6973 | 0.709 | 65.784 | 4.103 | 0 | 0 | 2 | 7.263 | 30.7228 | 0.313 | 67.331 | 4.052 | 2 | 9.719 | 0 | 0 | 1066998
PI3800-8203.1 | PI3800-8203 | PI3800-7932 | 1 | 647 | Rainfall_100yr | Rainfall | 0 | 0 | 66449.54 | 7.304 | 5.1559 | 0.589 | 85.802 | 2.485 | 0 | 0 | 1 | 7.159 | 5.1128 | 0.708 | 86.339 | 2.994 | 1 | 5.256 | 0 | 0 | 66449.67
PI3800-8485.1 | PI3800-8485 | PI3800-8203 | 1 | 647 | Rainfall_100yr | Rainfall | 0 | 0 | 66449.67 | 7.171 | 5.1608 | 0.668 | 86.35 | 2.884 | 0 | 0 | 2 | 7.022 | 5.2792 | 0.709 | 86.909 | 3.049 | 2 | 5.256 | 0 | 0 | 66449.69
PI3800-8789.1 | PI3800-8789 | PI3800-8485 | 1 | 647 | Rainfall_100yr | Rainfall | 0 | 0 | 66449.69 | 7.074 | 5.3729 | 0.617 | 87.015 | 3.377 | 0 | 0 | 1 | 4.585 | 5.5694 | 1.525 | 88.74 | 6.046 | 1 | 7.579 | 0 | 0 | 66449.71
PI3801-391.1 | PI3801-391 | PI3800-795 | 1 | 647 | Rainfall_100yr | Rainfall | 0 | 0 | 26269.69 | 7.136 | 2.2656 | 0.655 | 67.179 | 1.917 | 0 | 0 | 1 | 5.716 | 2.3087 | 1.038 | 68.509 | 2.397 | 1 | 2.983 | 0 | 0 | 26285.29
PI380201-410.1 | PI380201-410 | PI3802-514 | 1 | 647 | Rainfall_100yr | Rainfall | 0 | 0 | 15799.46 | 5.579 | 1.5958 | 0.227 | 69.309 | 1.518 | 0 | 0 | 1 | 4.628 | 1.6283 | 0.708 | 69.59 | 1.868 | 1 | 1.951 | 0 | 0 | 15799.48
PI3802-228.1 | PI3802-228 | PI3800-1299 | 1 | 647 | Rainfall_100yr | Rainfall | 0 | 0 | 73495.46 | 6.81 | 4.8488 | 0.261 | 67.989 | 3.004 | 0 | 0 | 1 | 6.227 | 5.0871 | 1.141 | 69.125 | 3.193 | 1 | 5.525 | 0 | 0 | 73496.15
PI3802-514.1 | PI3802-514 | PI3802-228 | 1 | 647 | Rainfall_100yr | Rainfall | 0 | 0 | 49518.86 | 6.252 | 3.1459 | 0.757 | 69.027 | 2.131 | 0 | 0 | 1 | 5.572 | 3.1918 | 0.797 | 69.328 | 2.489 | 1 | 3.762 | 0 | 0 | 49518.88
PI3802-590.1 | PI3802-590 | PI3802-514 | 1 | 647 | Rainfall_100yr | Rainfall | 0 | 0 | 35251.77 | 5.579 | 2.4438 | 0.531 | 69.329 | 1.708 | 0 | 0 | 1 | 5.482 | 2.4494 | 0.664 | 69.427 | 2.012 | 1 | 3.245 | 0 | 0 | 35251.77
PI3803-200.1 | PI3803-200 | PI3800-1729 | 1 | 647 | Rainfall_100yr | Rainfall | 0 | 0 | 42845.87 | 6.725 | 2.6414 | 0.227 | 68.914 | 2.346 | 0 | 0 | 2 | 6.8 | 2.6528 | 0.615 | 69.496 | 2.275 | 2 | 1.782 | 0 | 0 | 42846.74
PI3804-499.1 | PI3804-499 | PI3800-2319 | 1 | 647 | Rainfall_100yr | Rainfall | 0 | 0 | -1.14 | 6.06 | -0.27574 | 0.032 | 69.686 | -0.132 | 0 | 0 | 1 | 4.699 | -0.13433 | 0.021 | 69.699 | -0.067 | 1 | 5.512 | 0 | 0 | 0
PI3805-177.1 | PI3805-177 | PI3800-3475 | 1 | 647 | Rainfall_100yr | Rainfall | 0 | 0 | 30952.78 | 7.448 | 3.804 | 0.108 | 72.607 | 0.855 | 0 | 0 | 1 | 5.782 | 3.8072 | 0.956 | 72.631 | 1.998 | 1 | 30.267 | 0 | 0 | 30952.97
PI3806-76.1 | PI3806-76 | PI3800-3475 | 1 | 647 | Rainfall_100yr | Rainfall | 0 | 0 | 1624.11 | 7.448 | -5.3337 | 0.264 | 72.824 | -4.456 | 0 | 0 | 2 | 7.089 | -5.3297 | 0.881 | 72.429 | -4.985 | 2 | 1.784 | 0 | 0 | 1624.89
PI3807-346.1 | PI3807-346 | PI3800-3711 | 1 | 647 | Rainfall_100yr | Rainfall | 0 | 0 | 50716.64 | 8.139 | 3.5837 | 0.205 | 73.625 | 2.156 | 0 | 0 | 1 | 6.552 | 3.6366 | 1.101 | 74.398 | 3.17 | 1 | 5.326 | 0 | 0 | 50717.16
PI3807-653.1 | PI3807-653 | PI3807-346 | 1 | 647 | Rainfall_100yr | Rainfall | 0 | 0 | 50717.16 | 6.561 | 3.6719 | 0.961 | 74.407 | 2.878 | 0 | 0 | 2 | 6.855 | 3.7368 | 0.516 | 75.134 | 2.314 | 2 | 2.418 | 0 | 0 | 50717.19
PI3808-282.1 | PI3808-282 | PI3800-4332 | 1 | 647 | Rainfall_100yr | Rainfall | 0 | 0 | 23872.87 | 9.579 | 1.8739 | 0.332 | 76.051 | 1.456 | 0 | 0 | 2 | 9.284 | 1.798 | 0.413 | 76.46 | 1.385 | 2 | 1.776 | 0 | 0 | 23873.28
PI3809-282.1 | PI3809-282 | PI3800-4410 | 1 | 647 | Rainfall_100yr | Rainfall | 0 | 0 | 163900.59 | 9.836 | 7.7873 | 0.558 | 76.335 | 2.59 | 0 | 0 | 1 | 6.031 | 8.7315 | 1.435 | 77.025 | 4.211 | 1 | 19.934 | 0 | 0 | 163900.63
PI3809-558.1 | PI3809-558 | PI3809-282 | 1 | 647 | Rainfall_100yr | Rainfall | 0 | 0 | 4822.65 | 6.132 | 1.9495 | 0.446 | 77.012 | 1.831 | 0 | 0 | 1 | 5.111 | 1.9675 | 0.737 | 76.864 | 2.408 | 1 | 2.011 | 0 | 0 | 4824.02
PI381001-108.1 | PI381001-108 | PI3810-302 | 1 | 647 | Rainfall_100yr | Rainfall | 0 | 0 | 49483.37 | 7.093 | -12.9795 | 0.951 | 76.628 | -4.785 | 0 | 0 | 2 | 7.034 | -12.9772 | 0.848 | 76.629 | -4.811 | 2 | 7.752 | 0 | 0 | 49484.68
PI381002-153.1 | PI381002-153 | PI3810-420 | 1 | 647 | Rainfall_100yr | Rainfall | 0 | 0 | 74235.07 | 5.018 | 4.3806 | 0.995 | 76.833 | 4.607 | 0 | 0 | 2 | 6.088 | 4.3967 | 0.49 | 78.106 | 4.017 | 2 | 1.289 | 0 | 0 | 74235.46
PI3810-1117.1 | PI3810-1117 | PI3810-867 | 1 | 647 | Rainfall_100yr | Rainfall | 0 | 0 | 26427.96 | 5.129 | 2.0611 | 0.083 | 78.196 | 1.905 | 0 | 0 | 2 | 5.359 | 2.0612 | 0.581 | 79.044 | 1.879 | 2 | 1.775 | 0 | 0 | 26451.1
PI3810-1170.1 | PI3810-1170 | PI3810-1117 | 1 | 647 | Rainfall_100yr | Rainfall | 0 | 0 | 26079.76 | 5.413 | 2.0126 | 0.475 | 79.088 | 1.845 | 0 | 0 | 2 | 5.431 | 2.0201 | 0.599 | 79.236 | 1.848 | 2 | 1.764 | 0 | 0 | 26079.76
PI3810-302.1 | PI3810-302 | PI3800-4607 | 1 | 647 | Rainfall_100yr | Rainfall | 0 | 0 | 133223.42 | 12.153 | 9.4493 | 0.084 | 76.283 | 3.197 | 0 | 0 | 1 | 7.078 | 9.4358 | 1.776 | 76.658 | 6.701 | 1 | 21.266 | 0 | 0 | 133414.97
PI3810-420.1 | PI3810-420 | PI3810-302 | 1 | 647 | Rainfall_100yr | Rainfall | 0 | 0 | 83932.81 | 7.093 | 4.4623 | 0.67 | 76.646 | 1.644 | 0 | 0 | 1 | 5.005 | 4.4723 | 1.417 | 76.722 | 3.946 | 1 | 21.469 | 0 | 0 | 83932.82
PI3810-449.1 | PI3810-449 | PI381001-108 | 1 | 647 | Rainfall_100yr | Rainfall | 0 | 0 | 51274.09 | 7.036 | 3.7708 | 0.964 | 76.655 | 3.556 | 0 | 0 | 2 | 7.026 | 3.7738 | 0.719 | 76.734 | 3.492 | 2 | 1.804 | 0 | 0 | 51274.46
PI3810-449.2 | PI3810-449 | PI3810-420 | 2 | 647 | Rainfall_100yr | Rainfall | 0 | 0 | 9698.25 | 5.018 | 1.3683 | 0.427 | 76.712 | 1.546 | 0 | 0 | 1 | 4.957 | 1.367 | 0.866 | 76.72 | -2.47 | 1 | 1.755 | 0 | 0 | 9698.44
PI3810-624.1 | PI3810-624 | PI3810-449 | 1 | 647 | Rainfall_100yr | Rainfall | 0 | 0 | 60972.91 | 3.885 | 3.9254 | 0.994 | 76.789 | 4.478 | 0 | 0 | 2 | 4.14 | 3.94 | 0.644 | 77.527 | 3.955 | 2 | 1.755 | 0 | 0 | 60972.98
PI3810-694.1 | PI3810-694 | PI3810-624 | 1 | 647 | Rainfall_100yr | Rainfall | 0 | 0 | 26011.23 | 4.201 | 1.9621 | 0.269 | 77.513 | 1.938 | 0 | 0 | 2 | 4.224 | 1.9631 | 0.529 | 77.705 | 1.933 | 2 | 1.76 | 0 | 0 | 26011.26
PI3810-867.1 | PI3810-867 | PI3810-694 | 1 | 647 | Rainfall_100yr | Rainfall | 0 | 0 | 26011.27 | 4.233 | 1.9654 | 0.51 | 77.714 | 1.935 | 0 | 0 | 1 | 5.122 | 1.9679 | 0.083 | 78.178 | 1.826 | 1 | -1.755 | 0 | 0 | 26034.85
PI3900-1100.1 | PI3900-1100 | PI3900-457 | 1 | 647 | Rainfall_100yr | Rainfall | 0 | 0 | 237256.97 | 5.24 | 15.9047 | 0.471 | 66.84 | 2.132 | 0 | 0 | 1 | 4.856 | 15.9118 | 0.496 | 67.207 | 2.14 | 1 | 22.792 | 0 | 0 | 237311.92
PI3900-1321.1 | PI3900-1321 | PI3900-1100 | 1 | 647 | Rainfall_100yr | Rainfall | 0 | 0 | 237313.84 | 4.901 | 15.92 | 0.448 | 67.252 | 2.14 | 0 | 0 | 1 | 4.518 | 15.9229 | 0.69 | 67.379 | 2.554 | 1 | 32.007 | 0 | 0 | 237313.86
PI3900-1553.1 | PI3900-1553 | PI3900-1321 | 1 | 647 | Rainfall_100yr | Rainfall | 0 | 0 | 237315.03 | 4.558 | 15.9279 | 0.723 | 67.684 | 4.662 | 0 | 0 | 2 | 5.137 | 15.9312 | 0.742 | 68.837 | 4.612 | 2 | 11.313 | 0 | 0 | 237315.91
PI3900-1627.1 | PI3900-1627 | PI3900-1553 | 1 | 647 | Rainfall_100yr | Rainfall | 0 | 0 | 137322.48 | 5.282 | 6.9468 | 0.473 | 68.847 | 5.291 | 0 | 0 | 2 | 5.627 | 6.9437 | 0.645 | 69.377 | 5.11 | 2 | 3.266 | 0 | 0 | 137322.7
PI3900-1961.1 | PI3900-1961 | PI3900-1627 | 1 | 647 | Rainfall_100yr | Rainfall | 0 | 0 | 137322.7 | 5.672 | 6.9385 | 0.601 | 69.422 | 5.082 | 0 | 0 | 2 | 7.303 | 6.9317 | 0.693 | 71.913 | 4.418 | 2 | 3.266 | 0 | 0 | 137322.73
PI3900-2115.1 | PI3900-2115 | PI3900-1961 | 1 | 647 | Rainfall_100yr | Rainfall | 0 | 0 | 137322.73 | 6.99 | 6.9387 | 0.995 | 71.972 | 4.481 | 0 | 0 | 2 | 8.16 | 7.1871 | 0.696 | 73.563 | 4.41 | 2 | 3.266 | 0 | 0 | 137322.75
PI3900-286.1 | PI3900-286 | CC0300-9189 | 1 | 647 | Rainfall_100yr | Rainfall | 0 | 0 | 388849.78 | 6.021 | 27.508 | 0.06 | 66.212 | 3.663 | 0 | 0 | 1 | 5.29 | 27.5124 | 0.468 | 66.686 | 3.687 | 1 | 43.252 | 0 | 0 | 389691.69
PI3900-457.1 | PI3900-457 | PI3900-286 | 1 | 647 | Rainfall_100yr | Rainfall | 0 | 0 | 237496.89 | 5.43 | 15.8991 | 0.232 | 66.69 | 2.128 | 0 | 0 | 1 | 5.187 | 15.9009 | 0.544 | 66.788 | 2.132 | 1 | 29.736 | 0 | 0 | 237643.31
PI3901-68.1 | PI3901-68 | PI3900-1100 | 1 | 647 | Rainfall_100yr | Rainfall | 0 | 0 | -0.72 | 4.901 | 0.06605 | 0.051 | 67.181 | -0.093 | 0 | 0 | 1 | 4.731 | -0.02282 | 0.009 | 67.181 | 0.015 | 1 | 11.34 | 0 | 0 | 0
PI4000-153.1 | PI4000-153 | PI4000-93 | 1 | 647 | Rainfall_100yr | Rainfall | 0 | 0 | 202303.77 | 5.027 | 27.0507 | 0.536 | 69.465 | 5.16 | 0 | 0 | 1 | 5.295 | 27.0525 | 0.376 | 69.723 | 5.142 | 1 | -5.294 | 0 | 0 | 202400.13
PI4000-222.1 | PI4000-222 | PI4000-153 | 1 | 647 | Rainfall_100yr | Rainfall | 0 | 0 | 133985.05 | 5.377 | 20.9824 | 0.294 | 69.629 | 3.988 | 0 | 0 | 1 | 5.346 | 20.9875 | 0.594 | 69.801 | 3.99 | 1 | 22.006 | 0 | 0 | 134080.86
PI4000-44.1 | PI4000-44 | CC0300-9939 | 1 | 647 | Rainfall_100yr | Rainfall | 0 | 0 | 202067.97 | 4.833 | 27.0301 | 0.121 | 68.629 | 5.178 | 0 | 0 | 1 | 4.613 | 27.0314 | 0.502 | 68.812 | 5.187 | 1 | 35.364 | 0 | 0 | 202178.8
PI4000-599.1 | PI4000-599 | PI4000-222 | 1 | 647 | Rainfall_100yr | Rainfall | 0 | 0 | 134093.08 | 5.404 | 21.0096 | 0.567 | 69.86 | 3.991 | 0 | 0 | 2 | 5.801 | 21.0367 | 0.542 | 70.822 | 3.975 | 2 | 15.817 | 0 | 0 | 134307.63
PI4000-643.1 | PI4000-643 | PI4000-599 | 1 | 647 | Rainfall_100yr | Rainfall | 0 | 0 | 134309 | 5.953 | 21.0584 | 0.48 | 70.974 | 3.972 | 0 | 0 | 2 | 5.956 | 21.0616 | 0.612 | 71.088 | 3.972 | 2 | 20.558 | 0 | 0 | 134310.58
PI4000-664.1 | PI4000-664 | PI4000-643 | 1 | 647 | Rainfall_100yr | Rainfall | 0 | 0 | 89387.42 | 5.997 | 17.1879 | 0.487 | 71.047 | 3.24 | 0 | 0 | 1 | 5.844 | 17.1895 | 0.877 | 71.084 | 3.246 | 1 | 39.021 | 0 | 0 | 89387.44
PI4000-837.1 | PI4000-837 | PI4000-664 | 1 | 647 | Rainfall_100yr | Rainfall | 0 | 0 | 89193.82 | 5.998 | 17.2122 | 0.76 | 71.445 | 4.905 | 0 | 0 | 2 | 6.564 | 17.2249 | 0.677 | 72.437 | 4.856 | 2 | 11.278 | 0 | 0 | 89194.15
PI4000-93.1 | PI4000-93 | PI4000-44 | 1 | 647 | Rainfall_100yr | Rainfall | 0 | 0 | 202198.67 | 4.737 | 27.0403 | 0.528 | 68.956 | 5.179 | 0 | 0 | 2 | 4.734 | 27.0417 | 0.636 | 69.159 | 5.178 | 2 | 26.343 | 0 | 0 | 202287.81
PI4001-49.1 | PI4001-49 | PI4000-643 | 1 | 647 | Rainfall_100yr | Rainfall | 0 | 0 | 44675.22 | 5.997 | 6.3248 | 0.323 | 71.074 | 6.015 | 0 | 0 | 2 | 6.529 | 6.3204 | 0.503 | 71.819 | 5.489 | 2 | 1.762 | 0 | 0 | 44675.76
PI4100-139.1 | PI4100-139 | CC0300-10707 | 1 | 647 | Rainfall_100yr | Rainfall | 0 | 0 | 92667.73 | 4.936 | 7.0384 | 0.961 | 74.113 | 3.571 | 0 | 0 | 2 | 4.602 | 7.0439 | 0.687 | 74.139 | 3.538 | 2 | 5.229 | 0 | 0 | 92681.18
PI4200-1121.1 | PI4200-1121 | PI4200-740 | 1 | 647 | Rainfall_100yr | Rainfall | 0 | 0 | 868705.63 | 5.662 | 62.6781 | 0.568 | 78.579 | 4.782 | 0 | 0 | 2 | 5.955 | 62.6895 | 0.538 | 79.292 | 4.775 | 2 | 47.708 | 0 | 0 | 868707.13
PI4200-1460.1 | PI4200-1460 | PI4200-1121 | 1 | 647 | Rainfall_100yr | Rainfall | 0 | 0 | 868707.19 | 6.014 | 62.7047 | 0.52 | 79.35 | 4.775 | 0 | 0 | 2 | 6.39 | 62.7152 | 0.478 | 79.986 | 4.767 | 2 | 39.8 | 0 | 0 | 868708.69
PI4200-151.1 | PI4200-151 | CC0300-11279 | 1 | 647 | Rainfall_100yr | Rainfall | 0 | 0 | 915455.38 | 5.474 | 68.2092 | 0.169 | 77.006 | 5.215 | 0 | 0 | 1 | 5.254 | 68.2127 | 0.426 | 77.282 | 5.219 | 1 | 81.859 | 0 | 0 | 915858.38
PI4200-1805.1 | PI4200-1805 | PI4200-1460 | 1 | 647 | Rainfall_100yr | Rainfall | 0 | 0 | 868708.75 | 6.449 | 62.7309 | 0.465 | 80.045 | 4.767 | 0 | 0 | 2 | 6.828 | 62.7419 | 0.467 | 80.694 | 4.758 | 2 | 40.199 | 0 | 0 | 868710.19
PI4200-1968.1 | PI4200-1968 | PI4200-1805 | 1 | 647 | Rainfall_100yr | Rainfall | 0 | 0 | 766043.38 | 6.887 | 52.187 | 0.4 | 80.634 | 3.959 | 0 | 0 | 2 | 6.96 | 52.1838 | 0.424 | 80.836 | 3.957 | 2 | 40.47 | 0 | 0 | 766044.13
PI4200-2052.1 | PI4200-2052 | PI4200-1968 | 1 | 647 | Rainfall_100yr | Rainfall | 0 | 0 | 766044.19 | 6.999 | 52.1739 | 0.415 | 80.875 | 3.956 | 0 | 0 | 2 | 7.042 | 52.1723 | 0.421 | 80.979 | 3.955 | 2 | 38.443 | 0 | 0 | 766044.5
PI4200-2164.1 | PI4200-2164 | PI4200-2052 | 1 | 647 | Rainfall_100yr | Rainfall | 0 | 0 | 777895.31 | 7.217 | 57.6961 | 0.384 | 81.223 | 4.365 | 0 | 0 | 1 | 7.119 | 57.6962 | 0.636 | 81.405 | 4.367 | 1 | 71.863 | 0 | 0 | 777895.63
PI4200-2310.1 | PI4200-2310 | PI4200-2164 | 1 | 647 | Rainfall_100yr | Rainfall | 0 | 0 | 777895.69 | 7.175 | 57.6964 | 0.605 | 81.461 | 4.366 | 0 | 0 | 1 | 7.043 | 57.6965 | 0.748 | 81.699 | 4.369 | 1 | 72.297 | 0 | 0 | 777896
PI4200-2500.1 | PI4200-2500 | PI4200-2310 | 1 | 647 | Rainfall_100yr | Rainfall | 0 | 0 | 777896.13 | 7.093 | 57.6968 | 0.702 | 81.75 | 4.368 | 0 | 0 | 1 | 6.922 | 57.6969 | 0.805 | 82.058 | 4.486 | 1 | 72.297 | 0 | 0 | 777896.56
PI4200-2786.1 | PI4200-2786 | PI4200-2500 | 1 | 647 | Rainfall_100yr | Rainfall | 0 | 0 | 777920.88 | 7.712 | 57.6984 | 0.335 | 82.13 | 4.355 | 0 | 0 | 1 | 7.452 | 57.6987 | 0.599 | 82.598 | 4.36 | 1 | 72.297 | 0 | 0 | 778174.06
PI4200-2859.1 | PI4200-2859 | PI4200-2786 | 1 | 647 | Rainfall_100yr | Rainfall | 0 | 0 | 527317 | 7.503 | 40.4037 | 0.451 | 82.745 | 5.322 | 0 | 0 | 1 | 7.473 | 40.4019 | 0.719 | 82.986 | 5.322 | 1 | 40.758 | 0 | 0 | 527319
PI4200-3294.1 | PI4200-3294 | PI4200-2859 | 1 | 647 | Rainfall_100yr | Rainfall | 0 | 0 | 533220.44 | 7.539 | 43.0717 | 0.677 | 83.157 | 5.658 | 0 | 0 | 2 | 8.282 | 43.0707 | 0.793 | 84.983 | 5.622 | 2 | 33.381 | 0 | 0 | 533221.63
PI4200-3579.1 | PI4200-3579 | PI4200-3294 | 1 | 647 | Rainfall_100yr | Rainfall | 0 | 0 | 420799.41 | 8.656 | 31.0768 | 0.47 | 85.114 | 4.062 | 0 | 0 | 1 | 8.556 | 31.0882 | 0.768 | 85.726 | 4.213 | 1 | 33.29 | 0 | 0 | 420800.19
PI4200-3663.1 | PI4200-3663 | PI4200-3579 | 1 | 647 | Rainfall_100yr | Rainfall | 0 | 0 | 327958 | 8.619 | 27.0988 | 0.726 | 85.918 | 4.946 | 0 | 0 | 1 | 8.598 | 27.0979 | 0.945 | 86.286 | 4.947 | 1 | 27.968 | 0 | 0 | 327958.34
PI4200-4106.1 | PI4200-4106 | PI4200-3663 | 1 | 647 | Rainfall_100yr | Rainfall | 0 | 0 | 327958.34 | 8.662 | 27.0948 | 0.855 | 86.35 | 4.943 | 0 | 0 | 1 | 8.55 | 27.0906 | 1.051 | 88.302 | 5.913 | 1 | 27.968 | 0 | 0 | 327958.69
PI4200-4139.1 | PI4200-4139 | PI4200-4106 | 1 | 647 | Rainfall_100yr | Rainfall | 0 | 0 | 327958.69 | 8.835 | 27.0881 | 0.637 | 88.584 | 4.931 | 0 | 0 | 1 | 8.827 | 27.0878 | 0.825 | 88.729 | 4.931 | 1 | 27.968 | 0 | 0 | 327958.72
PI4200-425.1 | PI4200-425 | PI4200-151 | 1 | 647 | Rainfall_100yr | Rainfall | 0 | 0 | 915880.88 | 5.344 | 68.2246 | 0.413 | 77.375 | 5.217 | 0 | 0 | 2 | 5.449 | 68.231 | 0.573 | 77.912 | 5.212 | 2 | 54.903 | 0 | 0 | 916208.13
PI4200-4425.1 | PI4200-4425 | PI4200-4139 | 1 | 647 | Rainfall_100yr | Rainfall | 0 | 0 | 327958.72 | 8.891 | 27.0857 | 0.765 | 88.792 | 4.927 | 0 | 0 | 1 | 8.819 | 27.0838 | 1.048 | 90.05 | 5.935 | 1 | 27.968 | 0 | 0 | 327958.97
PI4200-4691.1 | PI4200-4691 | PI4200-4425 | 1 | 647 | Rainfall_100yr | Rainfall | 0 | 0 | 201264.77 | 8.883 | 17.9936 | 0.639 | 89.824 | 3.475 | 0 | 0 | 1 | 7.922 | 17.9642 | 1.043 | 90.098 | 5.326 | 1 | 27.968 | 0 | 0 | 201265.05
PI4200-5121.1 | PI4200-5121 | PI4200-4691 | 1 | 647 | Rainfall_100yr | Rainfall | 0 | 0 | 133784.81 | 7.944 | 15.0691 | 0.721 | 90.064 | 4.309 | 0 | 0 | 1 | 6.23 | 15.1009 | 1.013 | 90.472 | 5.223 | 1 | 15.426 | 0 | 0 | 133785.61
PI4200-5627.1 | PI4200-5627 | PI4200-5121 | 1 | 647 | Rainfall_100yr | Rainfall | 0 | 0 | 136130.67 | 6.251 | 11.5071 | 0.9 | 90.502 | 4.866 | 0 | 0 | 1 | 5.22 | 11.5816 | 1.014 | 91.83 | 5.385 | 1 | 15.426 | 0 | 0 | 136131.11
PI4200-5890.1 | PI4200-5890 | PI4200-5627 | 1 | 647 | Rainfall_100yr | Rainfall | 0 | 0 | 135903.72 | 5.249 | 11.5913 | 0.9 | 91.846 | 5.048 | 0 | 0 | 1 | 4.684 | 12.0317 | 1.013 | 92.52 | 5.44 | 1 | 15.426 | 0 | 0 | 135903.91
PI4200-6274.1 | PI4200-6274 | PI4200-5890 | 1 | 647 | Rainfall_100yr | Rainfall | 0 | 0 | 17233.75 | 4.727 | 2.5052 | 0.456 | 92.395 | 2.992 | 0 | 0 | 2 | 3.224 | 2.5138 | 0.89 | 92.699 | 3.557 | 2 | 2.43 | 0 | 0 | 17234.05
PI4200-6608.1 | PI4200-6608 | PI4200-6274 | 1 | 647 | Rainfall_100yr | Rainfall | 0 | 0 | -321.88 | 3.246 | -1.3983 | 0.221 | 92.696 | -1.545 | 0 | 0 | 1 | 1.576 | -0.59131 | 0.647 | 92.583 | -1.253 | 1 | 2.43 | 0 | 0 | -321.83
PI4200-740.1 | PI4200-740 | PI4200-425 | 1 | 647 | Rainfall_100yr | Rainfall | 0 | 0 | 868645.25 | 5.509 | 62.6544 | 0.508 | 77.921 | 4.785 | 0 | 0 | 2 | 5.593 | 62.6634 | 0.595 | 78.51 | 4.782 | 2 | 56.034 | 0 | 0 | 868705.56
PI4201-271.1 | PI4201-271 | PI4200-2500 | 1 | 647 | Rainfall_100yr | Rainfall | 0 | 0 | -0.48 | 6.996 | -1.8707 | 0.043 | 81.835 | -0.906 | 0 | 0 | 1 | 0.29 | -0.02215 | 0.097 | 81.863 | -0.19 | 1 | 16.56 | 0 | 0 | 0
PI4201-570.1 | PI4201-570 | PI4201-271 | 1 | 647 | Rainfall_100yr | Rainfall | 0 | 0 | 0 | 0.29 | -0.00901 | 0.039 | 81.863 | -0.077 | 0 | 0 | 0.19 | 0.15 | 0 | 0 | 89.15 | 0 | 0 | 16.56 | 0 | 0 | 0
PI4202-30.1 | PI4202-30 | PI4200-2786 | 1 | 647 | Rainfall_100yr | Rainfall | 0 | 0 | -0.1 | 7.503 | -0.33554 | 0.013 | 82.353 | -0.306 | 0 | 0 | 1 | 3.994 | -0.28385 | 0.15 | 82.354 | -0.328 | 1 | 12.195 | 0 | 0 | 0
PI4203-1119.1 | PI4203-1119 | PI4203-862 | 1 | 647 | Rainfall_100yr | Rainfall | 0 | 0 | 123069.82 | 6.884 | 9.3482 | 0.922 | 82.458 | 4.942 | 0 | 0 | 2 | 7.159 | 9.3655 | 0.461 | 82.981 | 4.656 | 2 | 3.28 | 0 | 0 | 123070.34
PI4203-1149.1 | PI4203-1149 | PI4203-1119 | 1 | 647 | Rainfall_100yr | Rainfall | 0 | 0 | 123068.5 | 7.171 | 9.3773 | 0.449 | 82.994 | 4.654 | 0 | 0 | 2 | 7.194 | 9.3793 | 0.47 | 83.057 | 4.623 | 2 | 3.795 | 0 | 0 | 123068.5
PI4203-1192.1 | PI4203-1192 | PI4203-1149 | 1 | 647 | Rainfall_100yr | Rainfall | 0 | 0 | 123081.81 | 7.217 | 9.4019 | 0.45 | 83.08 | 4.627 | 0 | 0 | 2 | 7.256 | 9.4114 | 0.469 | 83.169 | 4.588 | 2 | 3.6 | 0 | 0 | 123081.81
PI4203-1439.1 | PI4203-1439 | PI4203-1192 | 1 | 647 | Rainfall_100yr | Rainfall | 0 | 0 | 123081.81 | 7.297 | 9.4594 | 0.434 | 83.21 | 4.586 | 0 | 0 | 2 | 7.287 | 9.5291 | 0.651 | 83.731 | 4.411 | 2 | 4.866 | 0 | 0 | 123081.82
PI4203-263.1 | PI4203-263 | PI4200-2786 | 1 | 647 | Rainfall_100yr | Rainfall | 0 | 0 | 123058.98 | 7.503 | 7.0681 | 0.18 | 82.355 | 0.661 | 0 | 0 | 1 | 7.366 | 6.5411 | 0.267 | 82.358 | 0.738 | 1 | 33.134 | 0 | 0 | 123064.3
PI4203-582.1 | PI4203-582 | PI4203-263 | 1 | 647 | Rainfall_100yr | Rainfall | 0 | 0 | 123064.35 | 7.366 | 6.5999 | 0.268 | 82.358 | 0.739 | 0 | 0 | 1 | 7.21 | 8.0786 | 0.284 | 82.362 | 0.896 | 1 | 32.199 | 0 | 0 | 123064.88
PI4203-832.1 | PI4203-832 | PI4203-582 | 1 | 647 | Rainfall_100yr | Rainfall | 0 | 0 | 123064.88 | 7.21 | 8.1233 | 0.283 | 82.362 | 0.9 | 0 | 0 | 1 | 7.093 | 9.2899 | 0.283 | 82.365 | 1.075 | 1 | 31.471 | 0 | 0 | 123065.26
PI4203-862.1 | PI4203-862 | PI4203-832 | 1 | 647 | Rainfall_100yr | Rainfall | 0 | 0 | 123068.57 | 7.094 | 9.3277 | 0.392 | 82.391 | 2.835 | 0 | 0 | 1 | 6.877 | 9.33 | 0.903 | 82.405 | 2.845 | 1 | 19.592 | 0 | 0 | 123069.41
PI4204-1219.1 | PI4204-1219 | PI4204-967 | 1 | 647 | Rainfall_100yr | Rainfall | 0 | 0 | 93911.48 | 9.433 | 11.1234 | 0.19 | 85.838 | 3.077 | 0 | 0 | 1 | 9.644 | 11.2719 | 0.159 | 85.912 | 3.078 | 1 | -5.304 | 0 | 0 | 94581.91
PI4204-1524.1 | PI4204-1524 | PI4204-1219 | 1 | 647 | Rainfall_100yr | Rainfall | 0 | 0 | 94607.11 | 9.647 | 11.4282 | 0.17 | 85.915 | 3.121 | 0 | 0 | 1 | 9.91 | 11.6144 | 0.158 | 86.015 | 3.122 | 1 | -5.304 | 0 | 0 | 95486.89
PI4204-1838.1 | PI4204-1838 | PI4204-1524 | 1 | 647 | Rainfall_100yr | Rainfall | 0 | 0 | 46604.8 | 9.914 | 6.4964 | 0.071 | 86 | 1.746 | 0 | 0 | 1 | 9.082 | 6.7169 | 0.577 | 85.976 | 1.825 | 1 | 11.474 | 0 | 0 | 47343.52
PI4204-1885.1 | PI4204-1885 | PI4204-1838 | 1 | 647 | Rainfall_100yr | Rainfall | 0 | 0 | 61384.18 | 9.079 | 7.9367 | 0.563 | 86.146 | 3.418 | 0 | 0 | 2 | 9.223 | 7.9378 | 0.644 | 86.411 | 3.404 | 2 | 5.328 | 0 | 0 | 61440.09
PI4204-374.1 | PI4204-374 | PI4200-3579 | 1 | 647 | Rainfall_100yr | Rainfall | 0 | 0 | 92843.41 | 8.619 | 9.686 | 0.243 | 85.554 | 2.823 | 0 | 0 | 1 | 7.787 | 9.9337 | 0.729 | 85.655 | 2.986 | 1 | 11.291 | 0 | 0 | 92845.55
PI4204-401.1 | PI4204-401 | PI4204-374 | 1 | 647 | Rainfall_100yr | Rainfall | 0 | 0 | 92845.6 | 7.79 | 10.0967 | 0.685 | 85.658 | 2.947 | 0 | 0 | 1 | 7.91 | 10.1155 | 0.451 | 85.665 | 2.942 | 1 | -14.56 | 0 | 0 | 92846.98
PI4204-690.1 | PI4204-690 | PI4204-401 | 1 | 647 | Rainfall_100yr | Rainfall | 0 | 0 | 92848.58 | 7.921 | 10.2841 | 0.409 | 85.676 | 2.983 | 0 | 0 | 1 | 9.196 | 10.4822 | 0.07 | 85.753 | 2.94 | 1 | -14.56 | 0 | 0 | 93177.12
PI4204-911.1 | PI4204-911 | PI4204-690 | 1 | 647 | Rainfall_100yr | Rainfall | 0 | 0 | 93197.71 | 9.199 | 10.6446 | 0.087 | 85.756 | 2.984 | 0 | 0 | 1 | 9.38 | 10.7822 | 0.149 | 85.817 | 2.991 | 1 | -5.304 | 0 | 0 | 93724.3
PI4204-967.1 | PI4204-967 | PI4204-911 | 1 | 647 | Rainfall_100yr | Rainfall | 0 | 0 | 93746.81 | 9.383 | 10.9342 | 0.162 | 85.82 | 3.033 | 0 | 0 | 1 | 9.43 | 10.9697 | 0.173 | 85.836 | 3.035 | 1 | -5.304 | 0 | 0 | 93888.48
PI4205-192.1 | PI4205-192 | PI4205-79 | 1 | 647 | Rainfall_100yr | Rainfall | 0 | 0 | 126694.27 | 8.124 | 14.1309 | 1.185 | 90.341 | 5.15 | 0 | 0 | 1 | 6.992 | 14.1303 | 1.672 | 90.824 | 7.375 | 1 | 27.015 | 0 | 0 | 126694.38
PI4205-291.1 | PI4205-291 | PI4205-192 | 1 | 647 | Rainfall_100yr | Rainfall | 0 | 0 | 126694.38 | 7.033 | 14.1289 | 1.226 | 90.865 | 6.026 | 0 | 0 | 1 | 6.039 | 14.1285 | 1.672 | 91.29 | 7.668 | 1 | 27.015 | 0 | 0 | 126694.48
PI4205-79.1 | PI4205-79 | PI4200-4425 | 1 | 647 | Rainfall_100yr | Rainfall | 0 | 0 | 126694.22 | 8.883 | 14.1329 | 0.4 | 89.962 | 3.819 | 0 | 0 | 1 | 8.085 | 14.1324 | 1.539 | 90.302 | 5.995 | 1 | 27.015 | 0 | 0 | 126694.27
PI4206-80.1 | PI4206-80 | PI4200-5890 | 1 | 647 | Rainfall_100yr | Rainfall | 0 | 0 | 118670.7 | 4.727 | 10.8406 | 0.784 | 92.545 | 3.936 | 0 | 0 | 1 | 3.78 | 10.8405 | 1.623 | 92.752 | 7.222 | 1 | 27.224 | 0 | 0 | 118670.77
PI4206-94.1 | PI4206-94 | PI4206-80 | 1 | 647 | Rainfall_100yr | Rainfall | 0 | 0 | 119993.98 | 3.807 | 12.661 | 1.215 | 92.823 | 5.999 | 0 | 0 | 1 | 3.659 | 12.6611 | 1.435 | 92.866 | 6.599 | 1 | 27.224 | 0 | 0 | 119993.98
PI4300-1157.1 | PI4300-1157 | PI4300-981 | 1 | 647 | Rainfall_100yr | Rainfall | 0 | 0 | 571985.56 | 4.671 | 22.1023 | 0.806 | 79.793 | 4.548 | 0 | 0 | 1 | 4.586 | 22.1045 | 0.879 | 80.289 | 4.915 | 1 | 23.509 | 0 | 0 | 571986.69
PI4300-1380.1 | PI4300-1380 | PI4300-1157 | 1 | 647 | Rainfall_100yr | Rainfall | 0 | 0 | 578081.88 | 4.72 | 23.1294 | 0.683 | 80.458 | 4.428 | 0 | 0 | 1 | 4.701 | 23.1291 | 0.877 | 81.174 | 4.919 | 1 | 23.509 | 0 | 0 | 578083.25
PI4300-140.1 | PI4300-140 | CC0300-11279 | 1 | 647 | Rainfall_100yr | Rainfall | 0 | 0 | 641137.31 | 4.854 | 27.0714 | 0.443 | 77.004 | 5.196 | 0 | 0 | 2 | 5.088 | 27.0745 | 0.636 | 77.543 | 5.174 | 2 | 18.103 | 0 | 0 | 641254.94
PI4300-1401.1 | PI4300-1401 | PI4300-1380 | 1 | 647 | Rainfall_100yr | Rainfall | 0 | 0 | 578083.31 | 4.753 | 23.1287 | 0.802 | 81.225 | 4.705 | 0 | 0 | 1 | 4.751 | 23.1287 | 0.827 | 81.292 | 4.768 | 1 | 23.509 | 0 | 0 | 578083.44
PI4300-1491.1 | PI4300-1491 | PI4300-1401 | 1 | 647 | Rainfall_100yr | Rainfall | 0 | 0 | 577134.06 | 4.979 | 22.7786 | 0.597 | 81.507 | 4.349 | 0 | 0 | 1 | 4.962 | 22.779 | 0.821 | 81.786 | 4.42 | 1 | 23.509 | 0 | 0 | 577134.63
PI4300-1650.1 | PI4300-1650 | PI4300-1491 | 1 | 647 | Rainfall_100yr | Rainfall | 0 | 0 | 575805.44 | 5.012 | 22.5817 | 0.761 | 81.821 | 4.311 | 0 | 0 | 1 | 4.959 | 22.5825 | 0.873 | 82.292 | 4.808 | 1 | 23.509 | 0 | 0 | 575806.38
PI4300-1833.1 | PI4300-1833 | PI4300-1650 | 1 | 647 | Rainfall_100yr | Rainfall | 0 | 0 | 396883.75 | 5.006 | 22.4032 | 0.932 | 82.329 | 4.286 | 0 | 0 | 1 | 4.927 | 22.4041 | 0.861 | 82.852 | 4.5 | 1 | 23.509 | 0 | 0 | 396883.84
PI4300-2233.1 | PI4300-2233 | PI4300-1833 | 1 | 647 | Rainfall_100yr | Rainfall | 0 | 0 | 393575.5 | 4.973 | 22.4056 | 0.791 | 82.885 | 4.329 | 0 | 0 | 1 | 4.754 | 22.4074 | 0.883 | 83.983 | 5.206 | 1 | 23.509 | 0 | 0 | 393575.63
PI4300-2633.1 | PI4300-2633 | PI4300-2233 | 1 | 647 | Rainfall_100yr | Rainfall | 0 | 0 | 388765.97 | 4.798 | 22.1592 | 0.798 | 84.024 | 4.816 | 0 | 0 | 1 | 4.571 | 22.1604 | 0.883 | 85.129 | 5.342 | 1 | 23.509 | 0 | 0 | 388766.09
PI4300-2746.1 | PI4300-2746 | PI4300-2633 | 1 | 647 | Rainfall_100yr | Rainfall | 0 | 0 | 388766.59 | 4.636 | 22.1613 | 0.881 | 85.57 | 6.508 | 0 | 0 | 2 | 5.37 | 22.1616 | 0.852 | 86.657 | 6.386 | 2 | 12.966 | 0 | 0 | 388766.84
PI4300-2849.1 | PI4300-2849 | PI4300-2746 | 1 | 647 | Rainfall_100yr | Rainfall | 0 | 0 | 384373.69 | 5.845 | 21.9399 | 0.599 | 87.109 | 6.266 | 0 | 0 | 2 | 6.57 | 21.94 | 0.717 | 88.074 | 6.182 | 2 | 11.33 | 0 | 0 | 384373.69
PI4300-3223.1 | PI4300-3223 | PI4300-2849 | 1 | 647 | Rainfall_100yr | Rainfall | 0 | 0 | 357474.66 | 6.671 | 20.274 | 0.631 | 88.021 | 5.728 | 0 | 0 | 2 | 8.579 | 20.325 | 0.743 | 90.899 | 5.56 | 2 | 11.33 | 0 | 0 | 357474.72
PI4300-3665.1 | PI4300-3665 | PI4300-3223 | 1 | 647 | Rainfall_100yr | Rainfall | 0 | 0 | 253432.72 | 8.673 | 15.0986 | 0.55 | 90.661 | 4.313 | 0 | 0 | 2 | 8.216 | 15.2783 | 0.877 | 91.769 | 4.481 | 2 | 13.359 | 0 | 0 | 253432.81
PI4300-3890.1 | PI4300-3890 | PI4300-3665 | 1 | 647 | Rainfall_100yr | Rainfall | 0 | 0 | 134045.2 | 8.257 | 8.7994 | 0.453 | 91.693 | 3.135 | 0 | 0 | 2 | 7.926 | 8.7415 | 0.717 | 91.924 | 3.211 | 2 | 7.904 | 0 | 0 | 134045.38
PI4300-421.1 | PI4300-421 | PI4300-140 | 1 | 647 | Rainfall_100yr | Rainfall | 0 | 0 | 587836.63 | 5.308 | 24.7623 | 0.544 | 77.568 | 4.76 | 0 | 0 | 2 | 4.828 | 24.7687 | 0.863 | 78.069 | 4.755 | 2 | 23.509 | 0 | 0 | 587866.06
PI4300-4410.1 | PI4300-4410 | PI4300-3890 | 1 | 647 | Rainfall_100yr | Rainfall | 0 | 0 | 143696.72 | 7.934 | 8.5266 | 0.675 | 91.981 | 3.116 | 0 | 0 | 2 | 7.791 | 8.786 | 0.727 | 93.154 | 3.651 | 2 | 7.924 | 0 | 0 | 143696.81
PI4300-4518.1 | PI4300-4518 | PI4300-4410 | 1 | 647 | Rainfall_100yr | Rainfall | 0 | 0 | 128299.63 | 7.819 | 8.9191 | 0.726 | 93.156 | 4.151 | 0 | 0 | 2 | 7.359 | 8.991 | 1.173 | 93.458 | 5.041 | 2 | 8.762 | 0 | 0 | 128299.7
PI4300-981.1 | PI4300-981 | PI4300-421 | 1 | 647 | Rainfall_100yr | Rainfall | 0 | 0 | 573042.13 | 4.862 | 22.1337 | 0.788 | 78.144 | 4.236 | 0 | 0 | 1 | 4.625 | 22.1296 | 0.883 | 79.753 | 4.786 | 1 | 23.509 | 0 | 0 | 573045.81
PI430101-167.1 | PI430101-167 | PI4301-285 | 1 | 647 | Rainfall_100yr | Rainfall | 0 | 0 | -148092.59 | 7.217 | -5.3451 | 0.41 | 82.89 | -2.43 | 0 | 0 | 1 | 7.025 | -5.2555 | 0.075 | 82.498 | -2.427 | 1 | -3.632 | 0 | 0 | -147790.42
PI430101-592.1 | PI430101-592 | PI430101-167 | 1 | 647 | Rainfall_100yr | Rainfall | 0 | 0 | 37982.39 | 6.984 | 1.5059 | 0.057 | 82.382 | 1.336 | 0 | 0 | 1 | 5.422 | 1.5077 | 0.741 | 82.654 | 1.439 | 1 | 2.34 | 0 | 0 | 38218.6
PI430101-938.1 | PI430101-938 | PI430101-592 | 1 | 647 | Rainfall_100yr | Rainfall | 0 | 0 | 40156.55 | 5.428 | 1.5084 | 0.623 | 82.668 | 1.425 | 0 | 0 | 1 | 5.299 | 1.5121 | 0.55 | 83.216 | 1.431 | 1 | 1.567 | 0 | 0 | 40156.58
PI430102-43.1 | PI430102-43 | PI4301-650 | 1 | 647 | Rainfall_100yr | Rainfall | 0 | 0 | 27747.38 | 6.517 | 3.1539 | 0.292 | 83.129 | 2.689 | 0 | 0 | 2 | 6.753 | 3.1539 | 0.509 | 83.472 | 2.654 | 2 | 1.794 | 0 | 0 | 27768.99
PI4301-1064.1 | PI4301-1064 | PI4301-650 | 1 | 647 | Rainfall_100yr | Rainfall | 0 | 0 | 33456.77 | 6.517 | 3.8071 | 0.324 | 83.103 | 2.359 | 0 | 0 | 2 | 6.937 | 3.8078 | 0.563 | 84.55 | 2.32 | 2 | 3.223 | 0 | 0 | 33531.73
PI4301-285.1 | PI4301-285 | PI4300-1650 | 1 | 647 | Rainfall_100yr | Rainfall | 0 | 0 | 174419.97 | 6.76 | 4.3542 | 0.219 | 82.092 | 4.683 | 0 | 0 | 2 | 7.176 | 4.5019 | 0.23 | 82.834 | 3.78 | 2 | 1.137 | 0 | 0 | 174658.59
PI4301-650.1 | PI4301-650 | PI4301-285 | 1 | 647 | Rainfall_100yr | Rainfall | 0 | 0 | 42698.35 | 7.217 | 3.3543 | 0.171 | 82.809 | 2.109 | 0 | 0 | 2 | 6.509 | 3.3628 | 0.606 | 83.06 | 2.107 | 2 | 3.227 | 0 | 0 | 43092.05
PI4302-367.1 | PI4302-367 | PI4300-2849 | 1 | 647 | Rainfall_100yr | Rainfall | 0 | 0 | 14985.93 | 6.671 | 2.1104 | 0.113 | 87.594 | 0.99 | 0 | 0 | 1 | 4.182 | 2.1178 | 1.106 | 87.738 | 2.919 | 1 | 8.892 | 0 | 0 | 14986.21
PI4302-730.1 | PI4302-730 | PI4302-367 | 1 | 647 | Rainfall_100yr | Rainfall | 0 | 0 | 14986.21 | 4.184 | 2.1222 | 0.963 | 87.74 | 2.645 | 0 | 0 | 1 | 2.753 | 2.1314 | 0.93 | 87.881 | 2.957 | 1 | 6.913 | 0 | 0 | 14986.28
PI4303-260.1 | PI4303-260 | PI4300-3665 | 1 | 647 | Rainfall_100yr | Rainfall | 0 | 0 | 118588.8 | 8.257 | 7.6681 | 0.42 | 91.768 | 3.499 | 0 | 0 | 1 | 7.272 | 7.7794 | 1.237 | 92.8 | 5.211 | 1 | 9.185 | 0 | 0 | 118589.02
PI4303-481.1 | PI4303-481 | PI4303-260 | 1 | 647 | Rainfall_100yr | Rainfall | 0 | 0 | 118558.59 | 7.297 | 7.8803 | 0.994 | 92.829 | 4.67 | 0 | 0 | 2 | 7.328 | 8.001 | 0.923 | 93.805 | 4.337 | 2 | 6.852 | 0 | 0 | 118558.64
PI4400-25.1 | PI4400-25 | CC0300-11634 | 1 | 647 | Rainfall_100yr | Rainfall | 0 | 0 | 185204.58 | 4.672 | 12.9163 | 0.948 | 78.582 | 3.861 | 0 | 0 | 2 | 4.65 | 12.9173 | 0.761 | 78.62 | 3.86 | 2 | 10.992 | 0 | 0 | 185220.14
PI4400-341.1 | PI4400-341 | PI4400-25 | 1 | 647 | Rainfall_100yr | Rainfall | 0 | 0 | 185226.52 | 4.667 | 12.9272 | 0.713 | 78.637 | 3.86 | 0 | 0 | 2 | 4.346 | 12.9399 | 0.705 | 79.107 | 3.845 | 2 | 11.318 | 0 | 0 | 185267.84
PI4500-41.1 | PI4500-41 | CC0300-12425 | 1 | 647 | Rainfall_100yr | Rainfall | 0 | 0 | 62977.52 | 3.574 | 8.0081 | 0.874 | 82.621 | 4.115 | 0 | 0 | 1 | 2.626 | 8.0088 | 1.035 | 82.872 | 4.221 | 1 | 16.414 | 0 | 0 | 62986.69
PI4600-391.1 | PI4600-391 | CC0300-12540 | 1 | 647 | Rainfall_100yr | Rainfall | 0 | 0 | 112978.65 | 4.879 | 7.0504 | 0.946 | 84.47 | 3.625 | 0 | 0 | 2 | 4.69 | 7.0626 | 0.692 | 85.271 | 3.535 | 2 | 5.261 | 0 | 0 | 113059.7
PI4600-494.1 | PI4600-494 | PI4600-391 | 1 | 647 | Rainfall_100yr | Rainfall | 0 | 0 | 33206.9 | 4.706 | 3.5852 | 0.136 | 85.225 | 1.771 | 0 | 0 | 1 | 4.589 | 3.5895 | 0.503 | 85.37 | 1.779 | 1 | 5.26 | 0 | 0 | 33206.9
PI4600-574.1 | PI4600-574 | PI4600-494 | 1 | 647 | Rainfall_100yr | Rainfall | 0 | 0 | 15187.12 | 4.594 | 2.1194 | 0.489 | 85.344 | 1.065 | 0 | 0 | 1 | 4.323 | 2.1208 | 0.594 | 85.272 | 1.29 | 1 | 5.26 | 0 | 0 | 15187.13
PI4600-786.1 | PI4600-786 | PI4600-574 | 1 | 647 | Rainfall_100yr | Rainfall | 0 | 0 | 19799.22 | 4.323 | 2.1245 | 0.694 | 85.28 | 2.134 | 0 | 0 | 1 | 2.913 | 2.129 | 1.188 | 85.718 | 3.183 | 1 | 3.278 | 0 | 0 | 19799.26
PI4600-935.1 | PI4600-935 | PI4600-786 | 1 | 647 | Rainfall_100yr | Rainfall | 0 | 0 | 20570.25 | 2.924 | 2.5505 | 1.003 | 85.781 | 2.858 | 0 | 0 | 1 | 2.442 | 2.5545 | 1.2 | 86.565 | 3.75 | 1 | 3.278 | 0 | 0 | 20570.27
PI4700-120.1 | PI4700-120 | CC0300-13140 | 1 | 647 | Rainfall_100yr | Rainfall | 0 | 0 | 111885.3 | 2.195 | 9.3693 | 0.998 | 87.473 | 6.26 | 0 | 0 | 2 | 2.617 | 9.3837 | 0.699 | 88.176 | 5.054 | 2 | 5.065 | 0 | 0 | 111886.24
PI4700-430.1 | PI4700-430 | PI4700-120 | 1 | 647 | Rainfall_100yr | Rainfall | 0 | 0 | 111886.24 | 2.665 | 9.3802 | 0.659 | 88.223 | 5.04 | 0 | 0 | 2 | 3.994 | 9.3867 | 0.683 | 90.306 | 4.74 | 2 | 5.065 | 0 | 0 | 111886.27
PI4800-453.1 | PI4800-453 | CC0300-13140 | 1 | 647 | Rainfall_100yr | Rainfall | 0 | 0 | 124808.98 | 3.25 | 9.2991 | 0.985 | 87.567 | 4.876 | 0 | 0 | 2 | 6.014 | 9.3082 | 0.461 | 90.754 | 4.402 | 2 | 3.383 | 0 | 0 | 124808.98
PI4900-519.1 | PI4900-519 | CC0300-13850 | 1 | 647 | Rainfall_100yr | Rainfall | 0 | 0 | 207507.31 | 4.637 | 10.4065 | 0.993 | 92.569 | 5.413 | 0 | 0 | 2 | 8.596 | 10.4232 | 0.334 | 96.69 | 4.62 | 2 | 1.889 | 0 | 0 | 207806.23
PI5200-547.1 | PI5200-547 | PI5200-83 | 1 | 647 | Rainfall_100yr | Rainfall | 0 | 0 | 25277.71 | 8.618 | 8.7187 | 0.14 | 131.633 | 4.378 | 0 | 0 | 2 | 6.876 | 8.725 | 0.514 | 131.002 | 4.099 | 2 | 5.251 | 0 | 0 | 25287.42
PI5200-591.1 | PI5200-591 | PI5200-547 | 1 | 647 | Rainfall_100yr | Rainfall | 0 | 0 | -516.32 | 6.869 | 3.7078 | 0.573 | 131.12 | 3.706 | 0 | 0 | 1 | 4.81 | -3.6529 | 2.399 | 130.74 | 7.789 | 1 | 6.859 | 0 | 0 | -516.31
PI5200-83.1 | PI5200-83 | CC0300-18144 | 1 | 647 | Rainfall_100yr | Rainfall | 0 | 0 | 1727632.63 | 6.081 | 131.371 | 1.791 | 130.673 | 19.605 | 0 | 0 | 2 | 6.704 | 95.3204 | 1.234 | 131.967 | 12.659 | 2 | 71.456 | 0 | 0 | 1727925.25
PI5200-890.1 | PI5200-890 | PI5200-591 | 1 | 647 | Rainfall_100yr | Rainfall | 0 | 0 | 17326.95 | 4.715 | 3.294 | 0.928 | 130.487 | 4.161 | 0 | 0 | 2 | 2.955 | 3.2867 | 1.058 | 130.348 | 3.741 | 2 | 2.641 | 0 | 0 | 17327.3
PI5200-914.1 | PI5200-914 | PI5200-890 | 1 | 647 | Rainfall_100yr | Rainfall | 0 | 0 | 17327.3 | 2.956 | 3.2828 | 0.867 | 130.349 | 3.721 | 0 | 0 | 2 | 2.9 | 3.2822 | 0.73 | 130.354 | 3.68 | 2 | 1.782 | 0 | 0 | 17327.3
PI5300-2224.1 | PI5300-2224 | CC0303-3479 | 1 | 647 | Rainfall_100yr | Rainfall | 0 | 0 | 362511.03 | 2.698 | 6.7568 | 0.465 | 93.215 | 3.59 | 0 | 0 | 2 | 10.722 | 6.7576 | 0.461 | 102.742 | 2.779 | 2 | 2.648 | 0 | 0 | 367428.06
PI5300-2270.1 | PI5300-2270 | PI5300-2224 | 1 | 647 | Rainfall_100yr | Rainfall | 0 | 0 | 361771.81 | 10.799 | 6.3972 | 0.472 | 102.79 | 2.704 | 0 | 0 | 2 | 12.922 | 6.3983 | 0.428 | 105.433 | 2.523 | 2 | 2.648 | 0 | 0 | 363778.94
PI5300-3093.1 | PI5300-3093 | PI5300-2270 | 1 | 647 | Rainfall_100yr | Rainfall | 0 | 0 | 363930.59 | 12.971 | 6.3985 | 0.422 | 105.482 | 2.519 | 0 | 0 | 2 | 15.351 | 6.3998 | 0.357 | 108.123 | 2.347 | 2 | 1.89 | 0 | 0 | 366086.59
PI5300-3634.1 | PI5300-3634 | CC0600-0 | 1 | 647 | Rainfall_100yr | Rainfall | 0 | 0 | 148434.94 | 17.965 | 15.7069 | 0.343 | 108.515 | 4.077 | 0 | 0 | 2 | 17.525 | 15.7204 | 0.516 | 108.516 | 4.051 | 2 | 11.313 | 0 | 0 | 149174.7
PI5400-1019.1 | PI5400-1019 | PI5400-893 | 1 | 647 | Rainfall_100yr | Rainfall | 0 | 0 | 1732123.38 | 10.096 | 115.2192 | 0.992 | 108.516 | 7.123 | 0 | 0 | 2 | 9.866 | 115.2313 | 0.869 | 108.516 | 6.515 | 2 | 111.23 | 0 | 0 | 1734675
PI5400-124.1 | PI5400-124 | CC0600-0 | 1 | 647 | Rainfall_100yr | Rainfall | 0 | 0 | 1701748.88 | 17.965 | 114.929 | 0.083 | 108.515 | 5.544 | 0 | 0 | 1 | 15.885 | 114.953 | 0.957 | 108.515 | 5.57 | 1 | 204.927 | 0 | 0 | 1708715.38
PI5400-1687.1 | PI5400-1687 | PI5400-1019 | 1 | 647 | Rainfall_100yr | Rainfall | 0 | 0 | 1787375.63 | 10.514 | 115.2987 | 0.501 | 108.518 | 5.615 | 0 | 0 | 2 | 9.561 | 115.3565 | 0.698 | 109.014 | 5.616 | 2 | 111.23 | 0 | 0 | 1800911.88
PI5400-2027.1 | PI5400-2027 | PI5400-1687 | 1 | 647 | Rainfall_100yr | Rainfall | 0 | 0 | 1800523.75 | 9.599 | 115.4031 | 0.659 | 109.06 | 5.617 | 0 | 0 | 2 | 9.326 | 115.4275 | 0.726 | 109.452 | 5.725 | 2 | 111.23 | 0 | 0 | 1807395.5
PI5400-2227.1 | PI5400-2227 | PI5400-2027 | 1 | 647 | Rainfall_100yr | Rainfall | 0 | 0 | 1796670.5 | 9.374 | 115.4899 | 0.683 | 109.486 | 5.619 | 0 | 0 | 2 | 9.341 | 115.5103 | 0.643 | 109.783 | 5.617 | 2 | 92.092 | 0 | 0 | 1800706.88
PI5400-2281.1 | PI5400-2281 | PI5400-2227 | 1 | 647 | Rainfall_100yr | Rainfall | 0 | 0 | 1207066.13 | 9.599 | 73.0992 | 0.336 | 109.842 | 3.545 | 0 | 0 | 1 | 9.362 | 73.0994 | 0.493 | 109.882 | 3.547 | 1 | 184.086 | 0 | 0 | 1208156.25
PI5400-2567.1 | PI5400-2567 | PI5400-2281 | 1 | 647 | Rainfall_100yr | Rainfall | 0 | 0 | 1150074.5 | 9.388 | 62.1407 | 0.479 | 109.861 | 3.185 | 0 | 0 | 1 | 9.214 | 62.1509 | 0.556 | 110.073 | 3.544 | 1 | 92.329 | 0 | 0 | 1155846.38
PI5400-2601.1 | PI5400-2601 | PI5400-2567 | 1 | 647 | Rainfall_100yr | Rainfall | 0 | 0 | 1087785.75 | 9.237 | 62.2076 | 0.536 | 110.057 | 3.515 | 0 | 0 | 1 | 9.159 | 62.7199 | 0.543 | 109.998 | 3.558 | 1 | 89.635 | 0 | 0 | 1088465.75
PI5400-2640.1 | PI5400-2640 | PI5400-2601 | 1 | 647 | Rainfall_100yr | Rainfall | 0 | 0 | 1104519.63 | 9.182 | 63.1718 | 0.625 | 110.314 | 6.277 | 0 | 0 | 1 | 7.438 | 63.2741 | 2.871 | 110.439 | 13.099 | 1 | 220.244 | 0 | 0 | 1104894.38
PI5400-2896.1 | PI5400-2896 | PI5400-2640 | 1 | 647 | Rainfall_100yr | Rainfall | 0 | 0 | 1124228.88 | 7.518 | 63.5658 | 0.963 | 110.592 | 8.029 | 0 | 0 | 1 | 8.714 | 63.9775 | 0.387 | 111.369 | 6.361 | 1 | -40.777 | 0 | 0 | 1126768.88
PI5400-3192.1 | PI5400-3192 | PI5400-2896 | 1 | 647 | Rainfall_100yr | Rainfall | 0 | 0 | 1168388.88 | 8.791 | 66.0215 | 0.376 | 111.626 | 6.407 | 0 | 0 | 1 | 8.724 | 66.3646 | 1.009 | 112.912 | 6.447 | 1 | 67.954 | 0 | 0 | 1171319.75
PI5400-3493.1 | PI5400-3493 | PI5400-3192 | 1 | 647 | Rainfall_100yr | Rainfall | 0 | 0 | 1168554.75 | 8.832 | 66.2331 | 0.9 | 113.022 | 6.427 | 0 | 0 | 2 | 9.398 | 66.2347 | 0.815 | 114.334 | 6.408 | 2 | 50.19 | 0 | 0 | 1171518.63
PI5400-3563.1 | PI5400-3563 | PI5400-3493 | 1 | 647 | Rainfall_100yr | Rainfall | 0 | 0 | 1159622.38 | 9.557 | 64.8595 | 0.795 | 114.873 | 8.656 | 0 | 0 | 1 | 7.278 | 64.8918 | 3.049 | 115.585 | 16.46 | 1 | 137.191 | 0 | 0 | 1159981.88
PI5400-3661.1 | PI5400-3661 | PI5400-3563 | 1 | 647 | Rainfall_100yr | Rainfall | 0 | 0 | 1132599.25 | 8.039 | 65.0794 | 0.962 | 116.119 | 8.792 | 0 | 0 | 2 | 8.486 | 65.1268 | 0.81 | 116.815 | 8.744 | 2 | 33.661 | 0 | 0 | 1132736.38
PI5400-4077.1 | PI5400-4077 | PI5400-3661 | 1 | 647 | Rainfall_100yr | Rainfall | 0 | 0 | 1115843.13 | 8.644 | 65.3074 | 0.745 | 116.843 | 8.753 | 0 | 0 | 2 | 10.144 | 65.4821 | 0.793 | 119.406 | 8.551 | 2 | 33.346 | 0 | 0 | 1115948.88
PI5400-822.1 | PI5400-822 | PI5400-124 | 1 | 647 | Rainfall_100yr | Rainfall | 0 | 0 | 1709390.88 | 15.885 | 115.001 | 0.658 | 108.515 | 5.567 | 0 | 0 | 1 | 12.845 | 115.0516 | 1.075 | 108.515 | 5.599 | 1 | 171.404 | 0 | 0 | 1723827.13
PI5400-893.1 | PI5400-893 | PI5400-822 | 1 | 647 | Rainfall_100yr | Rainfall | 0 | 0 | 1724502.75 | 15.885 | 115.1018 | 0.079 | 108.515 | 5.544 | 0 | 0 | 1 | 12.846 | 115.158 | 0.895 | 108.516 | 5.576 | 1 | 171.404 | 0 | 0 | 1738939
PI5500-1205.1 | PI5500-1205 | PI5500-760 | 1 | 647 | Rainfall_100yr | Rainfall | 0 | 0 | 308569.56 | 10.994 | 21.0232 | 0.128 | 96.647 | 5.525 | 0 | 0 | 2 | 10.869 | 21.0339 | 1.226 | 100.211 | 5.505 | 2 | 20.407 | 0 | 0 | 309661.66
PI5500-1325.1 | PI5500-1325 | PI5500-1205 | 1 | 647 | Rainfall_100yr | Rainfall | 0 | 0 | 75091.48 | 10.952 | 5.3111 | 0.215 | 99.842 | 1.499 | 0 | 0 | 1 | 10.85 | 5.3024 | 0.268 | 99.82 | 1.498 | 1 | 5.835 | 0 | 0 | 75098.6
PI5500-1543.1 | PI5500-1543 | PI5500-1325 | 1 | 647 | Rainfall_100yr | Rainfall | 0 | 0 | 83310.78 | 10.847 | 5.2849 | 0.31 | 99.82 | 2.467 | 0 | 0 | 1 | 9.248 | 5.2693 | 1.217 | 99.922 | 3.57 | 1 | 9.27 | 0 | 0 | 83311.14
PI5500-1750.1 | PI5500-1750 | PI5500-1543 | 1 | 647 | Rainfall_100yr | Rainfall | 0 | 0 | 83311.14 | 9.25 | 5.2556 | 0.985 | 99.924 | 3.211 | 0 | 0 | 1 | 8.824 | 5.2408 | 0.713 | 100.018 | 2.737 | 1 | 5.271 | 0 | 0 | 83311.2
PI5500-1867.1 | PI5500-1867 | PI5500-1750 | 1 | 647 | Rainfall_100yr | Rainfall | 0 | 0 | 83311.21 | 8.826 | 5.2271 | 0.671 | 100.02 | 2.633 | 0 | 0 | 1 | 8.908 | 5.2187 | 0.384 | 100.072 | 2.505 | 1 | -1.68 | 0 | 0 | 83311.64
PI5500-1994.1 | PI5500-1994 | PI5500-1867 | 1 | 647 | Rainfall_100yr | Rainfall | 0 | 0 | 83311.77 | 8.91 | 5.2061 | 0.377 | 100.075 | 2.499 | 0 | 0 | 2 | 8.967 | 5.1999 | 0.309 | 100.131 | 2.472 | 2 | 0 | 0 | 0 | 83312.75
PI5500-2428.1 | PI5500-2428 | PI5500-1994 | 1 | 647 | Rainfall_100yr | Rainfall | 0 | 0 | 83312.88 | 8.969 | 5.1908 | 0.305 | 100.134 | 2.466 | 0 | 0 | 1 | 7.197 | 5.1715 | 0.955 | 100.333 | 3.805 | 1 | 7.084 | 0 | 0 | 83313.02
PI5500-2723.1 | PI5500-2723 | PI5500-2428 | 1 | 647 | Rainfall_100yr | Rainfall | 0 | 0 | 85727.32 | 7.201 | 5.165 | 0.91 | 100.383 | 3.945 | 0 | 0 | 2 | 7.333 | 5.1555 | 0.663 | 101.209 | 3.248 | 2 | 3.123 | 0 | 0 | 85727.41
PI5500-2761.1 | PI5500-2761 | PI5500-2723 | 1 | 647 | Rainfall_100yr | Rainfall | 0 | 0 | 80281.87 | 7.388 | 5.1439 | 0.593 | 101.256 | 4.452 | 0 | 0 | 2 | 7.444 | 5.1467 | 0.619 | 101.401 | 4.278 | 2 | 1.74 | 0 | 0 | 80281.87
PI5500-2920.1 | PI5500-2920 | PI5500-2761 | 1 | 647 | Rainfall_100yr | Rainfall | 0 | 0 | 88436.31 | 7.453 | 4.898 | 0.592 | 101.55 | 4.199 | 0 | 0 | 2 | 9.585 | 4.9934 | 0.653 | 104.049 | 3.832 | 2 | 1.787 | 0 | 0 | 88436.32
PI5500-452.1 | PI5500-452 | PI5501-38 | 1 | 647 | Rainfall_100yr | Rainfall | 0 | 0 | 312558.91 | 6.555 | 23.3474 | 0.244 | 93.594 | 6.587 | 0 | 0 | 2 | 6.63 | 23.3483 | 0.811 | 93.999 | 6.576 | 2 | 20.627 | 0 | 0 | 312683.13
PI5500-482.1 | PI5500-482 | PI5500-452 | 1 | 647 | Rainfall_100yr | Rainfall | 0 | 0 | 308655.41 | 7.278 | 20.9935 | 0.145 | 94.182 | 5.941 | 0 | 0 | 2 | 7.479 | 20.9942 | 0.401 | 94.43 | 5.918 | 2 | 9.307 | 0 | 0 | 308751
PI5500-760.1 | PI5500-760 | PI5500-482 | 1 | 647 | Rainfall_100yr | Rainfall | 0 | 0 | 307600.97 | 7.734 | 21.011 | 0.482 | 94.611 | 5.894 | 0 | 0 | 1 | 10.927 | 21.0175 | 0.128 | 96.581 | 5.531 | 1 | -14.741 | 0 | 0 | 308510.66
PI5501-38.1 | PI5501-38 | PI5501-96 | 1 | 647 | Rainfall_100yr | Rainfall | 0 | 0 | 312331.84 | 5.564 | 23.3409 | 0.615 | 92.694 | 6.747 | 0 | 0 | 2 | 5.775 | 23.3422 | 0.566 | 93.276 | 6.685 | 2 | 11.118 | 0 | 0 | 312517.97
PI5501-96.2 | PI5501-96 | FICT02 | 2 | 647 | Rainfall_100yr | Rainfall | 0 | 0 | 313764.69 | 1.35 | 12.7176 | 0.981 | 91.146 | 7.592 | 0 | 0 | 1 | 4.977 | 12.7176 | 0.195 | 92.572 | 6.189 | 1 | -13.06 | 0 | 0 | 313906
PI5502-287.1 | PI5502-287 | PI5500-482 | 1 | 647 | Rainfall_100yr | Rainfall | 0 | 0 | -534.71 | 7.734 | -0.21602 | 0.113 | 94.174 | -0.23 | 0 | 0 | 1 | 6.424 | 0.06642 | 0.06 | 94.174 | -0.092 | 1 | 7.097 | 0 | 0 | -15.56
PI5600-22.1 | PI5600-22 | CC0301-2533 | 1 | 647 | Rainfall_100yr | Rainfall | 0 | 0 | 2767999.5 | 5.478 | 131.4796 | 0.397 | 45.364 | 6.541 | 0 | 0 | 2 | 5.235 | 131.4799 | 0.766 | 45.426 | 6.55 | 2 | 118.744 | 0 | 0 | 2768000.75
PI5700-1276.1 | PI5700-1276 | PI5700-834 | 1 | 647 | Rainfall_100yr | Rainfall | 0 | 0 | 30543.55 | 11.715 | 4.546 | 0.188 | 47.735 | -1.251 | 0 | 0 | 1 | 6.506 | 4.5429 | 0.367 | 47.95 | 1.283 | 1 | 25.065 | 0 | 0 | 31332.06
PI5700-1355.1 | PI5700-1355 | PI5700-1276 | 1 | 647 | Rainfall_100yr | Rainfall | 0 | 0 | 30867.53 | 6.526 | 4.2406 | 0.523 | 48.137 | 3.659 | 0 | 0 | 1 | 5.643 | 4.2792 | 1.779 | 49.276 | 4.463 | 1 | 5.661 | 0 | 0 | 30867.78
PI5700-491.1 | PI5700-491 | PI5600-22 | 1 | 647 | Rainfall_100yr | Rainfall | 0 | 0 | 158403.31 | 13.326 | 13.2563 | 0.076 | 45.332 | 3.336 | 0 | 0 | 1 | 12.874 | 13.2598 | 0.796 | 46.91 | 3.346 | 1 | 13.93 | 0 | 0 | 160140.05
PI5700-570.1 | PI5700-570 | PI5700-491 | 1 | 647 | Rainfall_100yr | Rainfall | 0 | 0 | 155756.59 | 12.904 | 12.3469 | 0.835 | 46.881 | 3.129 | 0 | 0 | 1 | 12.45 | 12.3476 | 1.083 | 47.069 | 3.15 | 1 | 20.339 | 0 | 0 | 156029.48
PI5700-834.1 | PI5700-834 | PI5700-570 | 1 | 647 | Rainfall_100yr | Rainfall | 0 | 0 | 155829.89 | 12.54 | 12.3499 | 0.789 | 47.163 | 3.145 | 0 | 0 | 1 | 11.692 | 12.3526 | 0.984 | 47.826 | 3.183 | 1 | 17.06 | 0 | 0 | 156723.05
PI5701-78.1 | PI5701-78 | PI5700-834 | 1 | 647 | Rainfall_100yr | Rainfall | 0 | 0 | 87157.09 | 17.44 | 7.6362 | 0.073 | 47.728 | 2.72 | 0 | 0 | 1 | 7.795 | 7.9094 | 1.63 | 47.817 | 3.594 | 1 | 36.979 | 0 | 0 | 87302.98
PI5800-10045.1 | PI5800-10045 | PI5800-9509 | 1 | 647 | Rainfall_100yr | Rainfall | 0 | 0 | 240848.73 | 2.997 | 24.8997 | 0.911 | 88.242 | 7.517 | 0 | 0 | 2 | 5.003 | 24.8835 | 1.364 | 94.703 | 7.555 | 2 | 20.781 | 0 | 0 | 240849.73
PI5800-1547.1 | PI5800-1547 | PI5800-585 | 1 | 647 | Rainfall_100yr | Rainfall | 0 | 0 | 2332693.75 | 6.38 | 109.2143 | 0.568 | 47.746 | 5.383 | 0 | 0 | 2 | 8.29 | 109.2205 | 0.515 | 50.589 | 5.317 | 2 | 31.067 | 0 | 0 | 2332726.25
PI5800-1805.1 | PI5800-1805 | PI5800-1547 | 1 | 647 | Rainfall_100yr | Rainfall | 0 | 0 | 2239281.5 | 8.404 | 103.5886 | 0.883 | 51.149 | 7.798 | 0 | 0 | 1 | 6.838 | 103.6083 | 1.659 | 52.531 | 10.729 | 1 | 152.484 | 0 | 0 | 2239283
PI5800-1846.1 | PI5800-1846 | PI5800-1805 | 1 | 647 | Rainfall_100yr | Rainfall | 0 | 0 | 1895283.75 | 7.011 | 80.7366 | 0.995 | 52.287 | 7.649 | 0 | 0 | 2 | 7.025 | 80.7536 | 0.946 | 52.402 | 7.421 | 2 | 70.622 | 0 | 0 | 1895297
PI5800-2365.1 | PI5800-2365 | PI5800-1846 | 1 | 647 | Rainfall_100yr | Rainfall | 0 | 0 | 1867603.63 | 7.111 | 79.4197 | 0.84 | 52.483 | 6.852 | 0 | 0 | 1 | 6.13 | 79.4147 | 1.137 | 53.933 | 8.172 | 1 | 98.152 | 0 | 0 | 1867615.63
PI5800-2581.1 | PI5800-2581 | PI5800-2365 | 1 | 647 | Rainfall_100yr | Rainfall | 0 | 0 | 1779788.88 | 6.217 | 75.4818 | 0.965 | 53.889 | 7.32 | 0 | 0 | 1 | 6.016 | 75.5415 | 0.919 | 54.341 | 7.208 | 1 | 78.79 | 0 | 0 | 1779792.13
PI5800-2704.1 | PI5800-2704 | PI5800-2581 | 1 | 647 | Rainfall_100yr | Rainfall | 0 | 0 | 1711554.25 | 6.081 | 72.8964 | 0.813 | 54.366 | 6.645 | 0 | 0 | 1 | 6.788 | 73.2956 | 0.466 | 54.6 | 5.632 | 1 | -89.629 | 0 | 0 | 1711616
PI5800-2752.1 | PI5800-2752 | PI5800-2704 | 1 | 647 | Rainfall_100yr | Rainfall | 0 | 0 | 1602563.38 | 6.846 | 73.4169 | 0.451 | 54.479 | 5.628 | 0 | 0 | 1 | 9.099 | 73.4284 | 0.069 | 54.508 | 5.563 | 1 | -309.826 | 0 | 0 | 1602783.5
PI5800-2906.1 | PI5800-2906 | PI5800-2752 | 1 | 647 | Rainfall_100yr | Rainfall | 0 | 0 | 1572862.75 | 9.127 | 81.4866 | 0.076 | 54.622 | 6.151 | 0 | 0 | 1 | 8.669 | 81.5354 | 0.254 | 54.845 | 6.16 | 1 | 95.375 | 0 | 0 | 1574098
PI5800-2991.1 | PI5800-2991 | PI5800-2906 | 1 | 647 | Rainfall_100yr | Rainfall | 0 | 0 | 1825601.13 | 8.712 | 98.2383 | 0.267 | 55.389 | 7.384 | 0 | 0 | 2 | 8.822 | 98.2392 | 0.483 | 55.75 | 7.378 | 2 | 77.754 | 0 | 0 | 1826128.13
PI5800-3228.1 | PI5800-3228 | PI5800-2991 | 1 | 647 | Rainfall_100yr | Rainfall | 0 | 0 | 1611654.63 | 8.98 | 82.4444 | 0.211 | 55.7 | 6.193 | 0 | 0 | 2 | 9.007 | 82.4508 | 0.618 | 56.427 | 6.191 | 2 | 78.224 | 0 | 0 | 1612670.25
PI5800-331.1 | PI5800-331 | PI5800-79 | 1 | 647 | Rainfall_100yr | Rainfall | 0 | 0 | 2611563.25 | 12.601 | 118.7699 | 0.206 | 45.994 | 5.635 | 0 | 0 | 2 | 10.378 | 118.7742 | 0.692 | 46.855 | 5.708 | 2 | 109.915 | 0 | 0 | 2616393.5
PI5800-3722.1 | PI5800-3722 | PI5800-3228 | 1 | 647 | Rainfall_100yr | Rainfall | 0 | 0 | 1657990.38 | 9.139 | 99.1194 | 0.516 | 56.865 | 7.428 | 0 | 0 | 2 | 10.033 | 99.1156 | 0.821 | 59.232 | 7.396 | 2 | 78.613 | 0 | 0 | 1658443.88
PI5800-3962.1 | PI5800-3962 | PI5800-3722 | 1 | 647 | Rainfall_100yr | Rainfall | 0 | 0 | 1540118.5 | 10.237 | 97.6703 | 0.651 | 59.41 | 7.28 | 0 | 0 | 2 | 10.637 | 97.6693 | 0.872 | 60.527 | 7.266 | 2 | 78.684 | 0 | 0 | 1540119.63
PI5800-4213.1 | PI5800-4213 | PI5800-3962 | 1 | 647 | Rainfall_100yr | Rainfall | 0 | 0 | 1486809.38 | 10.776 | 90.5939 | 0.783 | 60.551 | 6.735 | 0 | 0 | 1 | 10.635 | 90.5966 | 1.095 | 61.561 | 6.74 | 1 | 97.14 | 0 | 0 | 1486810.38
PI5800-4733.1 | PI5800-4733 | PI5800-4213 | 1 | 647 | Rainfall_100yr | Rainfall | 0 | 0 | 1131024.13 | 10.812 | 57.1297 | 0.822 | 61.411 | 5.508 | 0 | 0 | 1 | 10.052 | 57.1605 | 0.959 | 64.431 | 6.675 | 1 | 59.146 | 0 | 0 | 1131029.5
PI5800-5299.1 | PI5800-5299 | PI5800-4733 | 1 | 647 | Rainfall_100yr | Rainfall | 0 | 0 | 1015557.19 | 10.121 | 50.7253 | 0.804 | 64.325 | 5.804 | 0 | 0 | 2 | 10.709 | 50.6232 | 0.528 | 66.034 | 4.894 | 2 | 32.324 | 0 | 0 | 1015563.13
PI5800-5325.1 | PI5800-5325 | PI5800-5299 | 1 | 647 | Rainfall_100yr | Rainfall | 0 | 0 | 856139.81 | 10.776 | 45.8124 | 0.465 | 66.275 | 5.917 | 0 | 0 | 2 | 10.895 | 45.8069 | 0.529 | 66.407 | 5.913 | 2 | 34.268 | 0 | 0 | 856140.31
PI5800-5750.1 | PI5800-5750 | PI5800-5325 | 1 | 647 | Rainfall_100yr | Rainfall | 0 | 0 | 782670.31 | 10.954 | 42.7021 | 0.511 | 66.282 | 5.551 | 0 | 0 | 2 | 10.45 | 42.8586 | 0.786 | 66.839 | 5.539 | 2 | 33.299 | 0 | 0 | 782671.94
PI5800-585.1 | PI5800-585 | PI5800-331 | 1 | 647 | Rainfall_100yr | Rainfall | 0 | 0 | 2445216.5 | 5.991 | 106.201 | 0.976 | 46.848 | 5.249 | 0 | 0 | 2 | 6.188 | 106.1946 | 0.719 | 47.548 | 5.241 | 2 | 43.851 | 0 | 0 | 2445223
PI5800-5981.1 | PI5800-5981 | PI5800-5750 | 1 | 647 | Rainfall_100yr | Rainfall | 0 | 0 | 833558.56 | 10.478 | 43.3182 | 0.731 | 67.052 | 5.576 | 0 | 0 | 2 | 10.626 | 43.328 | 0.789 | 67.78 | 5.558 | 2 | 33.299 | 0 | 0 | 833559.38
PI5800-6069.1 | PI5800-6069 | PI5800-5981 | 1 | 647 | Rainfall_100yr | Rainfall | 0 | 0 | 879582.06 | 10.6 | 50.0812 | 0.943 | 68.044 | 6.422 | 0 | 0 | 2 | 10.819 | 50.0822 | 0.818 | 68.482 | 6.407 | 2 | 33.299 | 0 | 0 | 879582.38
PI5800-6678.1 | PI5800-6678 | PI5800-6069 | 1 | 647 | Rainfall_100yr | Rainfall | 0 | 0 | 841968.88 | 11.24 | 52.166 | 0.573 | 69.011 | 6.646 | 0 | 0 | 2 | 13.477 | 52.1674 | 0.777 | 72.688 | 6.52 | 2 | 32.655 | 0 | 0 | 841971.13
PI5800-6934.1 | PI5800-6934 | PI5800-6678 | 1 | 647 | Rainfall_100yr | Rainfall | 0 | 0 | 807300.44 | 13.965 | 51.4639 | 0.564 | 73.161 | 6.407 | 0 | 0 | 2 | 14.396 | 51.5343 | 1.013 | 74.688 | 6.393 | 2 | 43.72 | 0 | 0 | 807301.19
PI5800-7230.1 | PI5800-7230 | PI5800-6934 | 1 | 647 | Rainfall_100yr | Rainfall | 0 | 0 | 833392.69 | 14.504 | 64.5615 | 0.9 | 75.159 | 8.001 | 0 | 0 | 1 | 20.403 | 65.4081 | 0.12 | 79.632 | 7.735 | 1 | -36.191 | 0 | 0 | 834026
PI5800-7396.1 | PI5800-7396 | PI5800-7230 | 1 | 647 | Rainfall_100yr | Rainfall | 0 | 0 | 679829.31 | 20.561 | 42.2281 | 0.111 | 78.996 | 5.123 | 0 | 0 | 1 | 13.227 | 42.2861 | 1.896 | 78.953 | 10.373 | 1 | 84.364 | 0 | 0 | 679936.13
PI5800-7621.1 | PI5800-7621 | PI5800-7396 | 1 | 647 | Rainfall_100yr | Rainfall | 0 | 0 | 607863.13 | 13.233 | 34.9763 | 0.984 | 79.137 | 6.333 | 0 | 0 | 2 | 13.121 | 35.0996 | 0.805 | 79.592 | 5.551 | 2 | 33.248 | 0 | 0 | 607871.56
PI5800-79.1 | PI5800-79 | PI5600-22 | 1 | 647 | Rainfall_100yr | Rainfall | 0 | 0 | 2609825 | 13.326 | 118.7659 | 0.078 | 45.681 | 5.613 | 0 | 0 | 2 | 12.541 | 118.7669 | 0.204 | 45.924 | 5.638 | 2 | 112.904 | 0 | 0 | 2611371
PI5800-8100.1 | PI5800-8100 | PI5800-7621 | 1 | 647 | Rainfall_100yr | Rainfall | 0 | 0 | 469380.72 | 13.271 | 49.1294 | 0.41 | 80.107 | 6.15 | 0 | 0 | 1 | 6.238 | 49.1315 | 2.087 | 82.99 | 10.373 | 1 | 95.618 | 0 | 0 | 469381.25
PI5800-8380.1 | PI5800-8380 | PI5800-8100 | 1 | 647 | Rainfall_100yr | Rainfall | 0 | 0 | 469384.78 | 6.351 | 49.1339 | 1.001 | 83.101 | 6.522 | 0 | 0 | 2 | 6.767 | 49.136 | 1.003 | 84.623 | 6.498 | 2 | 42.058 | 0 | 0 | 469390.78
PI5800-9043.1 | PI5800-9043 | PI5800-8380 | 1 | 647 | Rainfall_100yr | Rainfall | 0 | 0 | 337217.84 | 6.879 | 34.943 | 0.667 | 84.408 | 4.618 | 0 | 0 | 1 | 4.326 | 34.9165 | 1.295 | 86.261 | 7.359 | 1 | 54.256 | 0 | 0 | 337218.25
PI5800-9509.1 | PI5800-9509 | PI5800-9043 | 1 | 647 | Rainfall_100yr | Rainfall | 0 | 0 | 337218.25 | 4.385 | 34.9047 | 1.071 | 86.32 | 6.562 | 0 | 0 | 1 | 2.897 | 34.9121 | 1.229 | 87.652 | 7.652 | 1 | 51.515 | 0 | 0 | 337218.53
PI5801-232.1 | PI5801-232 | PI5800-585 | 1 | 647 | Rainfall_100yr | Rainfall | 0 | 0 | -3659.12 | 6.38 | -2.0914 | 0.112 | 47.364 | 1.87 | 0 | 0 | 2 | 5.314 | -2.0857 | 0.459 | 46.74 | -1.947 | 2 | 1.553 | 0 | 0 | -3656.7
PI5802-235.1 | PI5802-235 | PI5800-585 | 1 | 647 | Rainfall_100yr | Rainfall | 0 | 0 | 162138.73 | 6.38 | 11.8139 | 0.725 | 47.438 | 3.348 | 0 | 0 | 2 | 6.493 | 11.8172 | 0.598 | 48.051 | 3.337 | 2 | 9.86 | 0 | 0 | 162141.13
PI5803-86.1 | PI5803-86 | PI5800-1547 | 1 | 647 | Rainfall_100yr | Rainfall | 0 | 0 | 73722 | 8.404 | 7.2492 | 0.357 | 50.343 | 7.05 | 0 | 0 | 2 | 6.11 | 7.6668 | 2.153 | 51.112 | 7.257 | 2 | 6.6 | 0 | 0 | 73722.21
PI580401-72.1 | PI580401-72 | PI5804-249 | 1 | 647 | Rainfall_100yr | Rainfall | 0 | 0 | 62445.78 | 6.779 | 6.1988 | 0.406 | 51.807 | 2.933 | 0 | 0 | 1 | 6.135 | 6.5864 | 1.152 | 51.754 | 3.148 | 1 | 9.54 | 0 | 0 | 62446.38
PI5804-249.1 | PI5804-249 | PI5800-1805 | 1 | 647 | Rainfall_100yr | Rainfall | 0 | 0 | 130070.98 | 7.011 | 10.8769 | 0.311 | 51.781 | 3.087 | 0 | 0 | 2 | 6.779 | 10.879 | 0.417 | 51.779 | 3.067 | 2 | 6.878 | 0 | 0 | 130127.41
PI5804-548.1 | PI5804-548 | PI5804-249 | 1 | 647 | Rainfall_100yr | Rainfall | 0 | 0 | 67606.47 | 6.779 | 7.7934 | 0.083 | 51.784 | 1.801 | 0 | 0 | 2 | 6.195 | 7.7963 | 0.646 | 52.106 | 1.826 | 2 | 5.637 | 0 | 0 | 67609.97
PI5804-740.1 | PI5804-740 | PI5804-548 | 1 | 647 | Rainfall_100yr | Rainfall | 0 | 0 | 67609.97 | 6.221 | 7.7971 | 0.564 | 52.132 | 1.825 | 0 | 0 | 2 | 6.007 | 7.799 | 0.666 | 52.399 | 1.837 | 2 | 5.245 | 0 | 0 | 67610.01
PI580501-69.1 | PI580501-69 | PI5805-622 | 1 | 647 | Rainfall_100yr | Rainfall | 0 | 0 | 71031.48 | 6.666 | 4.7609 | 0.322 | 52.829 | 3.061 | 0 | 0 | 1 | 6.021 | 4.7896 | 1.204 | 52.906 | 3.682 | 1 | 6.601 | 0 | 0 | 71031.48
PI5805-1164.1 | PI5805-1164 | PI5805-622 | 1 | 647 | Rainfall_100yr | Rainfall | 0 | 0 | 10150.37 | 6.666 | 1.1058 | 0.061 | 52.81 | 0.6 | 0 | 0 | 1 | 5.367 | 1.0934 | 0.642 | 52.871 | 1.477 | 1 | 5.262 | 0 | 0 | 10150.44
PI5805-622.1 | PI5805-622 | PI5805-89 | 1 | 647 | Rainfall_100yr | Rainfall | 0 | 0 | 99777.7 | 6.116 | 5.8407 | 0.972 | 52.024 | 2.923 | 0 | 0 | 2 | 6.64 | 5.9827 | 0.349 | 52.875 | 2.853 | 2 | 2.364 | 0 | 0 | 99783.05
PI5805-89.1 | PI5805-89 | PI5800-1805 | 1 | 647 | Rainfall_100yr | Rainfall | 0 | 0 | 116363.17 | 7.011 | 8.1863 | 0.278 | 51.85 | 3.886 | 0 | 0 | 1 | 6.1 | 8.4273 | 1.19 | 52.044 | 4.053 | 1 | 11.68 | 0 | 0 | 116366.42
PI5806-82.1 | PI5806-82 | PI5800-1846 | 1 | 647 | Rainfall_100yr | Rainfall | 0 | 0 | 12052.71 | 7.111 | 2.3975 | 0.14 | 51.992 | 2.846 | 0 | 0 | 2 | 6.917 | 2.3874 | 0.273 | 51.878 | 2.642 | 2 | 0.684 | 0 | 0 | 12063.49
PI5807-81.1 | PI5807-81 | PI5800-2365 | 1 | 647 | Rainfall_100yr | Rainfall | 0 | 0 | 28329.43 | 6.217 | 4.5198 | 0.256 | 53.521 | 4.542 | 0 | 0 | 2 | 6.098 | 4.5068 | 0.546 | 53.603 | 4.205 | 2 | 1.766 | 0 | 0 | 28332.08
PI5808-32.1 | PI5808-32 | PI5800-2581 | 1 | 647 | Rainfall_100yr | Rainfall | 0 | 0 | 34294.56 | 6.081 | 3.5493 | 0.294 | 54.138 | 3.129 | 0 | 0 | 2 | 6.065 | 3.5629 | 0.86 | 54.395 | 3.131 | 2 | 3.266 | 0 | 0 | 34295.38
PI5809-80.1 | PI5809-80 | PI5800-2581 | 1 | 647 | Rainfall_100yr | Rainfall | 0 | 0 | 29590.22 | 6.081 | 4.0026 | 0.419 | 54.027 | 3.932 | 0 | 0 | 1 | 4.374 | 3.9916 | 1.514 | 54.071 | 4.103 | 1 | 5.276 | 0 | 0 | 29590.53
PI5810-127.1 | PI5810-127 | PI5800-2752 | 1 | 647 | Rainfall_100yr | Rainfall | 0 | 0 | -5164.11 | 9.127 | -11.5603 | 0.014 | 54.37 | -0.873 | 0 | 0 | 1 | 4.367 | -11.1667 | 0.163 | 54.371 | -1.131 | 1 | 278.117 | 0 | 0 | -4885.67
PI5810-502.1 | PI5810-502 | PI5810-127 | 1 | 647 | Rainfall_100yr | Rainfall | 0 | 0 | -18.62 | 4.367 | -13.3353 | 0.156 | 54.367 | -1.348 | 0 | 0 | 1 | 3.367 | -7.5484 | 0.187 | 54.367 | -1.159 | 1 | 74.184 | 0 | 0 | 0.06
PI5810-957.1 | PI5810-957 | PI5810-502 | 1 | 647 | Rainfall_100yr | Rainfall | 0 | 0 | 0.06 | 3.367 | -7.3892 | 0.179 | 54.367 | -1.136 | 0 | 0 | 0.84 | 1.508 | -0.23839 | 0.258 | 54.368 | -0.628 | 1 | 91.886 | 0 | 0 | 0
PI5811-210.1 | PI5811-210 | PI5800-2752 | 1 | 647 | Rainfall_100yr | Rainfall | 0 | 0 | 70403.58 | 9.127 | 5.1836 | 0.215 | 54.433 | 4.901 | 0 | 0 | 2 | 6.889 | 5.748 | 1.127 | 55.96 | 5.118 | 2 | 4.698 | 0 | 0 | 70512.03
PI5812-83.1 | PI5812-83 | PI5800-2991 | 1 | 647 | Rainfall_100yr | Rainfall | 0 | 0 | 78741.09 | 8.98 | 7.6047 | 0.27 | 55.154 | 3.43 | 0 | 0 | 1 | 6.406 | 7.5969 | 1.23 | 55.17 | 3.655 | 1 | 18.531 | 0 | 0 | 78802.57
PI5813-502.1 | PI5813-502 | PI5800-3722 | 1 | 647 | Rainfall_100yr | Rainfall | 0 | 0 | 48270.63 | 10.237 | 4.0197 | 0.229 | 58.605 | 2.411 | 0 | 0 | 2 | 7.975 | 4.2178 | 0.85 | 58.265 | 2.757 | 2 | 4.018 | 0 | 0 | 48272.82
PI5814-33.1 | PI5814-33 | PI5800-3962 | 1 | 647 | Rainfall_100yr | Rainfall | 0 | 0 | 48822.49 | 10.776 | 5.5775 | 0.202 | 60.075 | 3.842 | 0 | 0 | 1 | 8.523 | 5.5764 | 3.344 | 60.996 | 7.577 | 1 | 10.999 | 0 | 0 | 48822.58
PI5815-89.1 | PI5815-89 | PI5800-4213 | 1 | 647 | Rainfall_100yr | Rainfall | 0 | 0 | 92757.51 | 10.812 | 9.0473 | 0.316 | 61.271 | 4.964 | 0 | 0 | 1 | 8.457 | 9.4132 | 2.556 | 62.69 | 7.867 | 1 | 13.137 | 0 | 0 | 92757.72
PI581601-178.1 | PI581601-178 | PI581601-47 | 1 | 647 | Rainfall_100yr | Rainfall | 0 | 0 | 87350.06 | 9.412 | 8.8671 | 0.321 | 61.982 | 1.603 | 0 | 0 | 1 | 9.145 | 8.8655 | 0.659 | 62.045 | 2.164 | 1 | 20.537 | 0 | 0 | 87350.09
PI581601-47.1 | PI581601-47 | PI5816-561 | 1 | 647 | Rainfall_100yr | Rainfall | 0 | 0 | 190600.2 | 9.383 | 20.2031 | 0.59 | 62 | 3.653 | 0 | 0 | 1 | 9.377 | 20.2028 | 0.678 | 62.114 | 3.654 | 1 | 20.789 | 0 | 0 | 190600.22
PI5816-255.1 | PI5816-255 | PI5800-4213 | 1 | 647 | Rainfall_100yr | Rainfall | 0 | 0 | 205091.83 | 10.812 | 20.2153 | 0.303 | 61.13 | 3.627 | 0 | 0 | 1 | 9.541 | 20.2133 | 1.138 | 61.443 | 4.04 | 1 | 32.311 | 0 | 0 | 205093.34
PI5816-561.1 | PI5816-561 | PI5816-255 | 1 | 647 | Rainfall_100yr | Rainfall | 0 | 0 | 205093.36 | 9.559 | 20.2109 | 0.977 | 61.46 | 3.665 | 0 | 0 | 2 | 9.318 | 20.2084 | 0.692 | 61.897 | 3.659 | 2 | 18.316 | 0 | 0 | 205093.89
PI5816-850.1 | PI5816-850 | PI5816-561 | 1 | 647 | Rainfall_100yr | Rainfall | 0 | 0 | 9420.24 | 9.383 | 2.2148 | 0.081 | 61.804 | 1.23 | 0 | 0 | 1 | 4.98 | 2.2097 | 1.449 | 62.203 | 3.657 | 1 | 8.308 | 0 | 0 | 9420.42
PI5817-1072.1 | PI5817-1072 | PI5817-763 | 1 | 647 | Rainfall_100yr | Rainfall | 0 | 0 | 80642.61 | 7.689 | 4.4421 | 0.737 | 67.349 | 3.171 | 0 | 0 | 2 | 7.344 | 4.5524 | 0.792 | 68.035 | 3.381 | 2 | 3.734 | 0 | 0 | 80642.69
PI5817-214.1 | PI5817-214 | PI5800-5299 | 1 | 647 | Rainfall_100yr | Rainfall | 0 | 0 | 159783.69 | 10.776 | 9.4473 | 0.494 | 65.893 | 6.49 | 0 | 0 | 2 | 8.654 | 9.493 | 1.452 | 66.5 | 5.978 | 2 | 7.227 | 0 | 0 | 159784.08
PI5817-507.1 | PI5817-507 | PI5817-214 | 1 | 647 | Rainfall_100yr | Rainfall | 0 | 0 | 79173.43 | 8.667 | 4.1742 | 0.559 | 66.458 | 2.668 | 0 | 0 | 2 | 7.987 | 4.2536 | 0.792 | 66.762 | 3.193 | 2 | 3.736 | 0 | 0 | 79174.01
PI5817-763.1 | PI5817-763 | PI5817-507 | 1 | 647 | Rainfall_100yr | Rainfall | 0 | 0 | 80640 | 7.991 | 4.3047 | 0.736 | 66.787 | 3.057 | 0 | 0 | 2 | 7.681 | 4.3837 | 0.794 | 67.341 | 3.299 | 2 | 3.746 | 0 | 0 | 80640.03
PI5818-210.1 | PI5818-210 | PI5800-7396 | 1 | 647 | Rainfall_100yr | Rainfall | 0 | 0 | 105913.2 | 13.233 | 8.2346 | 0.308 | 78.986 | 3.275 | 0 | 0 | 2 | 13.238 | 8.2647 | 0.685 | 79.526 | 3.223 | 2 | 5.277 | 0 | 0 | 105922.51
PI5900-0.1 | PI5900-0 | FICT01 | 1 | 647 | Rainfall_100yr | Rainfall | 0 | 0 | 0 | 0.15 | 0 | 0 | 58.95 | 0 | 0 | 0 | 1 | 2.31 | 0.00164 | 0 | 52.31 | 0.001 | 1 | -42.03 | 0 | 0 | 16.55
PI5900-108.1 | PI5900-108 | PI5900-0 | 1 | 647 | Rainfall_100yr | Rainfall | 0 | 0 | 194872.84 | 2.31 | 18.7234 | 0.997 | 52.405 | 7.122 | 0 | 0 | 2 | 2.161 | 18.7237 | 0.878 | 52.997 | 5.922 | 2 | 14.062 | 0 | 0 | 195214.84
PI5900-458.1 | PI5900-458 | PI5900-108 | 1 | 647 | Rainfall_100yr | Rainfall | 0 | 0 | -290.17 | 2.512 | -0.50384 | 0.026 | 52.932 | -0.556 | 0 | 0 | 1 | 1.165 | -0.50505 | 0.117 | 52.936 | -0.629 | 1 | 2.215 | 0 | 0 | -28.33
PI5900-777.1 | PI5900-777 | PI5900-458 | 1 | 647 | Rainfall_100yr | Rainfall | 0 | 0 | -23.21 | 1.165 | -0.5004 | 0.075 | 52.936 | -0.622 | 0 | 0 | 1 | 0.069 | 0.00358 | 0.047 | 53.069 | -0.056 | 1 | 2.215 | 0 | 0 | 0
PI6100-137.1 | PI6100-137 | CC0301-1608 | 1 | 647 | Rainfall_100yr | Rainfall | 0 | 0 | 284269.53 | 9.788 | 19.4876 | 0.125 | 44.816 | 5.304 | 0 | 0 | 2 | 9.059 | 19.9105 | 0.712 | 44.954 | 5.402 | 2 | 17.306 | 0 | 0 | 284724.25
PI6100-208.1 | PI6100-208 | PI6100-137 | 1 | 647 | Rainfall_100yr | Rainfall | 0 | 0 | 250104.23 | 9.065 | 16.554 | 0.695 | 44.906 | 4.542 | 0 | 0 | 2 | 8.917 | 16.5557 | 0.703 | 45.041 | 4.534 | 2 | 14.209 | 0 | 0 | 250338
PI6200-1144.1 | PI6200-1144 | CC0600-0 | 1 | 647 | Rainfall_100yr | Rainfall | 0 | 0 | 1267791.63 | 17.965 | 108.6577 | 0.069 | 108.516 | 4.34 | 0 | 0 | 1 | 7.671 | 108.7695 | 4.323 | 108.707 | 20.658 | 1 | 1391.475 | 0 | 0 | 1269220.63
PI6200-1805.1 | PI6200-1805 | PI6200-1144 | 1 | 647 | Rainfall_100yr | Rainfall | 0 | 0 | 1269575 | 7.671 | 108.6904 | 0.97 | 108.522 | 6.333 | 0 | 0 | 1 | 6.032 | 107.5826 | 0.876 | 108.523 | 7.193 | 1 | 168.048 | 0 | 0 | 1285421.38
PI6300-0.1 | PI6300-0 | PI6400-2100 | 1 | 647 | Rainfall_100yr | Rainfall | 0 | 0 | 144149.11 | 9.161 | 2.9309 | 0 | 20.661 | 0 | 0 | 0 | 0 | 5.767 | 2.9309 | 0 | 17.267 | 0 | 0 | 0 | 0 | 7 | 144149.11
PI6300-71.1 | PI6300-71 | PI6300-0 | 1 | 647 | Rainfall_100yr | Rainfall | 0 | 0 | 260850.53 | 3.267 | 6.3545 | 1.28 | 17.471 | 8.091 | 0 | 0 | 2 | 3.829 | 6.3549 | 0.692 | 18.53 | 6.47 | 2 | 1.842 | 0 | 0 | 260918.39
PI6400-2043.1 | PI6400-2043 | PI6400-288 | 1 | 647 | Rainfall_100yr | Rainfall | 0 | 0 | 14325.13 | 5.104 | 0.91393 | 0.852 | 19.593 | 2.628 | 0 | 0 | 1 | 9.066 | 1.7716 | 1.402 | 18.187 | 4.106 | 1 | -1.211 | 0 | 0 | 15728.93
PI6400-2100.1 | PI6400-2100 | PI6400-2043 | 1 | 647 | Rainfall_100yr | Rainfall | 0 | 0 | 143971.16 | 8.986 | 2.5203 | 1.004 | 18.3 | 5.32 | 0 | 0 | 2 | 11.425 | 2.5203 | 1.963 | 20.71 | 5.532 | 2 | 0 | 0 | 0 | 144026.44
PI6400-288.1 | PI6400-288 | PI6400-8 | 1 | 647 | Rainfall_100yr | Rainfall | 0 | 0 | -93287.98 | 7.274 | -12.4846 | 0.045 | 19.947 | -2.316 | 0 | 0 | 2 | 6.796 | -12.4846 | 0.045 | 19.69 | -2.329 | 2 | 11.5 | 0 | 0 | -92939.84
PI6400-8.1 | PI6400-8 | CC0900-1366 | 1 | 647 | Rainfall_100yr | Rainfall | 0 | 0 | -93304.63 | 8.142 | -12.4848 | 0.044 | 19.963 | -2.291 | 0 | 0 | 1 | 7.288 | -12.4847 | 0.045 | 19.961 | -2.315 | 1 | 142.947 | 0 | 0 | -93301.02
PI6500-1083.1 | PI6500-1083 | PI6500-323 | 1 | 647 | Rainfall_100yr | Rainfall | 0 | 0 | 3657799.25 | 14.735 | 89.6564 | 0.554 | 14.962 | 5.144 | 0 | 0 | 1 | 14.615 | 99.187 | 0.529 | 15.482 | 5.029 | 1 | 93.644 | 0 | 0 | 3688913.5
PI6500-1693.1 | PI6500-1693 | PI6500-1083 | 1 | 647 | Rainfall_100yr | Rainfall | 0 | 0 | 3468614 | 14.636 | 94.8988 | 0.498 | 15.456 | 4.647 | 0 | 0 | 1 | 11.852 | 90.1413 | 0.856 | 15.764 | 6.404 | 1 | 205.763 | 0 | 0 | 3485931.25
PI6500-2003.1 | PI6500-2003 | PI6500-1693 | 1 | 647 | Rainfall_100yr | Rainfall | 0 | 0 | 3391326.75 | 11.866 | 87.5201 | 0.776 | 15.756 | 5.881 | 0 | 0 | 1 | 11.607 | 89.5003 | 0.641 | 15.807 | 5.413 | 1 | 133.941 | 0 | 0 | 3392463.25
PI6500-2454.1 | PI6500-2454 | PI6500-2003 | 1 | 647 | Rainfall_100yr | Rainfall | 0 | 0 | 3299675.5 | 11.617 | 86.3753 | 0.601 | 15.791 | 5.088 | 0 | 0 | 1 | 10.896 | 89.1284 | 0.694 | 15.82 | 5.639 | 1 | 172.775 | 0 | 0 | 3300320
PI6500-278.1 | PI6500-278 | CC0900-2772 | 1 | 647 | Rainfall_100yr | Rainfall | 0 | 0 | 3766085.25 | 8.777 | 108.0417 | 0.31 | 22.97 | 8.226 | 0 | 0 | 2 | 9.483 | 107.4409 | 0.35 | 23.971 | 8.131 | 2 | 48.798 | 0 | 0 | 3766675.5
PI6500-2876.1 | PI6500-2876 | PI6500-2454 | 1 | 647 | Rainfall_100yr | Rainfall | 0 | 0 | 3244675.75 | 10.902 | 87.2267 | 0.652 | 15.81 | 5.343 | 0 | 0 | 2 | 10.826 | 89.3927 | 0.48 | 15.815 | 4.646 | 2 | 58.287 | 0 | 0 | 3244799.75
PI6500-3059.1 | PI6500-3059 | PI6500-2876 | 1 | 647 | Rainfall_100yr | Rainfall | 0 | 0 | 3000631.5 | 10.829 | 78.9408 | 0.427 | 15.851 | 4.013 | 0 | 0 | 1 | 10.75 | 79.8036 | 0.422 | 15.871 | 4.021 | 1 | 99.114 | 0 | 0 | 3000680.25
PI6500-323.1 | PI6500-323 | PI6500-278 | 1 | 647 | Rainfall_100yr | Rainfall | 0 | 0 | 3766858.25 | 16.627 | 89.6366 | 0 | 23.627 | 0 | 0 | 0 | 0 | 7.709 | 89.6366 | 0 | 14.709 | 0 | 0 | 0 | 0 | 7 | 3766858.25
PI6500-3260.1 | PI6500-3260 | PI6500-3059 | 1 | 647 | Rainfall_100yr | Rainfall | 0 | 0 | 2952837.75 | 10.758 | 78.1241 | 0.411 | 15.863 | 3.889 | 0 | 0 | 1 | 10.273 | 79.169 | 0.683 | 15.878 | 4.462 | 1 | 211.255 | 0 | 0 | 2952862.5
PI6500-3592.1 | PI6500-3592 | PI6500-3260 | 1 | 647 | Rainfall_100yr | Rainfall | 0 | 0 | 2952864.5 | 10.279 | 79.2218 | 0.648 | 15.884 | 4.384 | 0 | 0 | 2 | 10.246 | 80.8477 | 0.443 | 15.902 | 4.134 | 2 | 51.965 | 0 | 0 | 2952933
PI6500-3719.1 | PI6500-3719 | PI6500-3592 | 1 | 647 | Rainfall_100yr | Rainfall | 0 | 0 | 2885561.75 | 10.252 | 78.4018 | 0.429 | 15.89 | 3.959 | 0 | 0 | 1 | 9.934 | 78.9893 | 0.596 | 15.892 | 4.324 | 1 | 212.758 | 0 | 0 | 2885578.5
PI6500-4097.1 | PI6500-4097 | PI6500-3719 | 1 | 647 | Rainfall_100yr | Rainfall | 0 | 0 | 2806199 | 9.937 | 76.0323 | 0.57 | 15.881 | 4.102 | 0 | 0 | 1 | 9.793 | 77.5962 | 0.444 | 15.866 | 3.985 | 1 | 78.584 | 0 | 0 | 2806269.75
PI650101-54.1 | PI650101-54 | PI6501-693 | 1 | 647 | Rainfall_100yr | Rainfall | 0 | 0 | 40497.45 | 3.797 | 5.5083 | 0.768 | 16.993 | 5.557 | 0 | 0 | 2 | 5.017 | 5.5069 | 0.666 | 18.28 | 5.147 | 2 | 1.786 | 0 | 0 | 40497.49
PI650102-313.1 | PI650102-313 | PI6501-295 | 1 | 647 | Rainfall_100yr | Rainfall | 0 | 0 | 20116.41 | 4.223 | 4.6066 | 0.323 | 16.088 | 3.154 | 0 | 0 | 2 | 5.018 | 4.6308 | 0.737 | 17.663 | 3.058 | 2 | 3.225 | 0 | 0 | 20117.22
PI6501-1075.1 | PI6501-1075 | PI6501-693 | 1 | 647 | Rainfall_100yr | Rainfall | 0 | 0 | -913.44 | 3.797 | -3.0473 | 0.341 | 16.528 | -2.056 | 0 | 0 | 1 | 2.744 | -1.6375 | 0.774 | 16.434 | -1.859 | 1 | 5.266 | 0 | 0 | -913.73
PI6501-1141.1 | PI6501-1141 | PI6501-1075 | 1 | 647 | Rainfall_100yr | Rainfall | 0 | 0 | -0.02 | 2.738 | -0.49565 | 0.632 | 16.417 | -1.398 | 0 | 0 | 1 | 2.417 | -0.08028 | 0.548 | 16.417 | -0.949 | 1 | 4.513 | 0 | 0 | 0
PI6501-295.1 | PI6501-295 | PI6501-45 | 1 | 647 | Rainfall_100yr | Rainfall | 0 | 0 | 94680.27 | 4.692 | 10.0508 | 0.972 | 15.836 | 3.518 | 0 | 0 | 1 | 4.198 | 10.0817 | 0.773 | 15.974 | 3.218 | 1 | 20.582 | 0 | 0 | 94685.17
PI6501-45.1 | PI6501-45 | PI6500-1693 | 1 | 647 | Rainfall_100yr | Rainfall | 0 | 0 | 94668.84 | 11.866 | 10.0097 | 0.18 | 15.741 | 1.76 | 0 | 0 | 1 | 4.652 | 10.0149 | 3.011 | 15.796 | 8.413 | 1 | 164.775 | 0 | 0 | 94677.82
PI6501-693.1 | PI6501-693 | PI6501-295 | 1 | 647 | Rainfall_100yr | Rainfall | 0 | 0 | 39583.13 | 4.223 | 4.8914 | 0.436 | 16.002 | 2.477 | 0 | 0 | 1 | 3.767 | 4.9288 | 0.717 | 16.547 | 2.911 | 1 | 5.266 | 0 | 0 | 39583.89
PI650201-45.1 | PI650201-45 | PI6502-353 | 1 | 647 | Rainfall_100yr | Rainfall | 0 | 0 | 26672.98 | 2.376 | 6.1569 | 0.991 | 16.472 | 6.875 | 0 | 0 | 2 | 3.656 | 6.1619 | 0.695 | 17.79 | 6.262 | 2 | 1.764 | 0 | 0 | 26673.46
PI6502-10.1 | PI6502-10 | PI6500-2003 | 1 | 647 | Rainfall_100yr | Rainfall | 0 | 0 | 39701.17 | 11.617 | 5.5773 | 0.119 | 15.764 | 0.986 | 0 | 0 | 1 | 2.895 | 5.5769 | 2.588 | 15.774 | 6.445 | 1 | 379.815 | 0 | 0 | 39702.11
PI6502-1267.1 | PI6502-1267 | PI6502-884 | 1 | 647 | Rainfall_100yr | Rainfall | 0 | 0 | -167.16 | 0.901 | -3.9707 | 0.692 | 15.714 | -2.806 | 0 | 0 | 0.59 | 1.471 | -2.4312 | 0.364 | 15.711 | -1.376 | 1 | -14.958 | 0 | 0 | -64.17
PI6502-1869.1 | PI6502-1869 | PI6502-1267 | 1 | 647 | Rainfall_100yr | Rainfall | 0 | 0 | -55.93 | 1.471 | -2.3788 | 0.36 | 15.711 | -1.372 | 0 | 0 | 0.59 | 0.129 | -0.0013 | 0.009 | 15.869 | -0.014 | 1 | 20.478 | 0 | 0 | 0
PI6502-353.1 | PI6502-353 | PI6502-10 | 1 | 647 | Rainfall_100yr | Rainfall | 0 | 0 | 26496.83 | 2.902 | 4.3151 | 0.951 | 15.773 | 2.791 | 0 | 0 | 1 | 2.376 | 4.0287 | 0.672 | 15.797 | 2.292 | 1 | 16.427 | 0 | 0 | 26504.64
PI6502-884.1 | PI6502-884 | PI6502-353 | 1 | 647 | Rainfall_100yr | Rainfall | 0 | 0 | -167.16 | 2.376 | -5.6072 | 0.288 | 15.809 | -1.255 | 0 | 0 | 0.95 | 0.903 | -3.9817 | 0.627 | 15.747 | -2.588 | 1 | 20.543 | 0 | 0 | -167.16
PI650301-271.1 | PI650301-271 | PI6503-902 | 1 | 647 | Rainfall_100yr | Rainfall | 0 | 0 | 76728.46 | 8.293 | 4.2738 | 0.048 | 15.2 | 1.502 | 0 | 0 | 1 | 6.107 | 4.298 | 1.055 | 15.245 | 2.327 | 1 | 14.378 | 0 | 0 | 77438.39
PI650301-370.1 | PI650301-370 | PI650301-271 | 1 | 647 | Rainfall_100yr | Rainfall | 0 | 0 | 77484.24 | 6.113 | 4.3185 | 0.719 | 15.251 | 1.618 | 0 | 0 | 1 | 5.908 | 4.3265 | 0.626 | 15.266 | 1.599 | 1 | 7.452 | 0 | 0 | 77736.98
PI650301-572.1 | PI650301-572 | PI650301-370 | 1 | 647 | Rainfall_100yr | Rainfall | 0 | 0 | 77779.72 | 5.914 | 4.3448 | 0.517 | 15.272 | 1.605 | 0 | 0 | 1 | 5.535 | 4.3644 | 0.602 | 15.303 | 1.623 | 1 | 7.144 | 0 | 0 | 78288.25
PI6503-1355.1 | PI6503-1355 | PI6503-902 | 1 | 647 | Rainfall_100yr | Rainfall | 0 | 0 | 36067.34 | 8.293 | -31.7402 | 0.103 | 15.336 | -3.091 | 0 | 0 | 1 | 7.362 | -31.7265 | 0.458 | 14.938 | -3.109 | 1 | 35.063 | 0 | 0 | 40551.86
PI6503-1598.1 | PI6503-1598 | PI6503-1355 | 1 | 647 | Rainfall_100yr | Rainfall | 0 | 0 | 7971.31 | 7.341 | -11.087 | 0.201 | 14.807 | -1.086 | 0 | 0 | 1 | 6.077 | -11.0874 | 0.658 | 14.783 | 1.571 | 1 | 71.88 | 0 | 0 | 10362.66
PI6503-280.1 | PI6503-280 | PI6503-43 | 1 | 647 | Rainfall_100yr | Rainfall | 0 | 0 | 239415.14 | 10.001 | -22.1998 | 0.419 | 15.741 | -2.138 | 0 | 0 | 1 | 9.175 | -22.1902 | 0.74 | 15.615 | 2.598 | 1 | 50.316 | 0 | 0 | 239415.06
PI6503-426.1 | PI6503-426 | PI6503-280 | 1 | 647 | Rainfall_100yr | Rainfall | 0 | 0 | 239415.06 | 9.163 | -22.1744 | 0.696 | 15.603 | 2.483 | 0 | 0 | 1 | 3.368 | -22.1628 | 2.329 | 15.57 | 9.116 | 1 | 199.311 | 0 | 0 | 239415.13
PI6503-43.1 | PI6503-43 | PI6500-2876 | 1 | 647 | Rainfall_100yr | Rainfall | 0 | 0 | 244181.42 | 10.829 | -21.1726 | 0.147 | 15.863 | -2.028 | 0 | 0 | 1 | 10.011 | -21.1658 | 0.432 | 15.745 | -2.038 | 1 | 50.316 | 0 | 0 | 244202.98
PI6503-842.1 | PI6503-842 | PI6503-426 | 1 | 647 | Rainfall_100yr | Rainfall | 0 | 0 | 239420.08 | 3.327 | -22.1477 | 0.881 | 15.53 | 4.267 | 0 | 0 | 1 | 3.778 | -21.9155 | 0.452 | 15.349 | -2.21 | 1 | -38.882 | 0 | 0 | 239877.69
PI6503-902.1 | PI6503-902 | PI6503-842 | 1 | 647 | Rainfall_100yr | Rainfall | 0 | 0 | 239900.05 | 3.545 | -21.9008 | 0.483 | 15.316 | 2.349 | 0 | 0 | 1 | 8.304 | -21.897 | 0.03 | 15.266 | -2.132 | 1 | -283.432 | 0 | 0 | 240334.8
PI6504-110.1 | PI6504-110 | PI6500-3719 | 1 | 647 | Rainfall_100yr | Rainfall | 0 | 0 | 28574.97 | 9.937 | 6.3384 | 0.157 | 15.981 | 2.664 | 0 | 0 | 2 | 10.045 | 6.3423 | 0.552 | 16.374 | 2.657 | 2 | 5.299 | 0 | 0 | 28587.24
PI6600-1421.1 | PI6600-1421 | PI6600-979 | 1 | 647 | Rainfall_100yr | Rainfall | 0 | 0 | 2909346 | 9.206 | 101.4646 | 0.655 | 17.261 | 4.926 | 0 | 0 | 2 | 9.356 | 101.4771 | 0.599 | 17.932 | 4.924 | 2 | 89.301 | 0 | 0 | 2909406
PI6600-1567.1 | PI6600-1567 | PI6600-1421 | 1 | 647 | Rainfall_100yr | Rainfall | 0 | 0 | 2886065.5 | 9.42 | 97.2368 | 0.572 | 17.961 | 4.72 | 0 | 0 | 2 | 9.443 | 97.2333 | 0.584 | 18.164 | 4.753 | 2 | 91.537 | 0 | 0 | 2886084.75
PI6600-1738.2 | PI6600-1738 | PI6600-1567 | 2 | 647 | Rainfall_100yr | Rainfall | 0 | 0 | 2853118.25 | 9.501 | 95.6851 | 0.559 | 18.178 | 4.646 | 0 | 0 | 2 | 9.501 | 95.6837 | 0.582 | 18.389 | 4.672 | 2 | 91.327 | 0 | 0 | 2853141
PI6600-2182.1 | PI6600-2182 | PI6600-1738 | 1 | 647 | Rainfall_100yr | Rainfall | 0 | 0 | 601409.63 | 9.65 | 31.422 | 0.18 | 18.29 | 2.356 | 0 | 0 | 1 | 9.49 | 31.4142 | 0.431 | 18.42 | 2.356 | 1 | 36.729 | 0 | 0 | 601458.06
PI6600-2362.1 | PI6600-2362 | PI6600-2182 | 1 | 647 | Rainfall_100yr | Rainfall | 0 | 0 | 601452.25 | 9.499 | 31.4018 | 0.44 | 18.43 | 2.355 | 0 | 0 | 1 | 11.807 | 31.3976 | 0.029 | 18.466 | 2.328 | 1 | -161.331 | 0 | 0 | 602042.5
PI6600-3027.1 | PI6600-3027 | PI6600-2362 | 1 | 647 | Rainfall_100yr | Rainfall | 0 | 0 | 453981.25 | 11.819 | 29.6957 | 0.06 | 18.649 | 3.762 | 0 | 0 | 2 | 12.469 | 29.6939 | 0.388 | 19.976 | 3.742 | 2 | 21.328 | 0 | 0 | 457472.38
PI6600-3713.1 | PI6600-3713 | PI6600-3027 | 1 | 647 | Rainfall_100yr | Rainfall | 0 | 0 | 369023.47 | 12.632 | 22.0722 | 0.073 | 19.963 | 2.796 | 0 | 0 | 1 | 12.026 | 22.0643 | 0.502 | 20.239 | 2.797 | 1 | 23.88 | 0 | 0 | 371079.22
PI6600-3748.1 | PI6600-3748 | PI6600-3713 | 1 | 647 | Rainfall_100yr | Rainfall | 0 | 0 | 371098.09 | 12.062 | 22.0615 | 0.485 | 20.315 | 3.877 | 0 | 0 | 1 | 11.979 | 22.0607 | 0.679 | 20.388 | 3.877 | 1 | 23.984 | 0 | 0 | 371147.53
PI6600-3881.1 | PI6600-3881 | PI6600-3748 | 1 | 647 | Rainfall_100yr | Rainfall | 0 | 0 | 371160.78 | 12.023 | 22.0656 | 0.583 | 20.507 | 3.873 | 0 | 0 | 2 | 12.039 | 22.0729 | 0.705 | 20.888 | 3.872 | 2 | 20.475 | 0 | 0 | 371279.81
PI6600-3895.1 | PI6600-3895 | PI6600-3881 | 1 | 647 | Rainfall_100yr | Rainfall | 0 | 0 | 368345.28 | 12.116 | 20.6817 | 0.632 | 20.923 | 3.627 | 0 | 0 | 1 | 12.091 | 20.6768 | 0.725 | 20.957 | 3.627 | 1 | 26.286 | 0 | 0 | 368352.53
PI6600-462.1 | PI6600-462 | PI6500-4097 | 1 | 647 | Rainfall_100yr | Rainfall | 0 | 0 | 2806274 | 9.793 | 77.6353 | 0.433 | 15.867 | 3.936 | 0 | 0 | 1 | 9.39 | 80.284 | 0.496 | 15.863 | 4.142 | 1 | 124.577 | 0 | 0 | 2806351.25
PI6600-4630.1 | PI6600-4630 | PI6600-3895 | 1 | 647 | Rainfall_100yr | Rainfall | 0 | 0 | 171758.44 | 12.137 | 9.8888 | 0.344 | 20.862 | 2.585 | 0 | 0 | 1 | 10.946 | 9.8717 | 0.725 | 21.518 | 2.601 | 1 | 11.325 | 0 | 0 | 171783.45
PI6600-4697.1 | PI6600-4697 | PI6600-4630 | 1 | 647 | Rainfall_100yr | Rainfall | 0 | 0 | 156405.11 | 10.955 | 16.3717 | 0.457 | 21.735 | 4.273 | 0 | 0 | 1 | 8.778 | 16.6777 | 2.186 | 22.124 | 6.735 | 1 | 43.953 | 0 | 0 | 156405.13
PI6600-498.1 | PI6600-498 | PI6600-462 | 1 | 647 | Rainfall_100yr | Rainfall | 0 | 0 | 2878062.75 | 9.391 | 81.9492 | 0.451 | 15.929 | 3.76 | 0 | 0 | 1 | 9.259 | 81.9489 | 0.539 | 15.937 | 3.908 | 1 | 264.146 | 0 | 0 | 2878067
PI6600-5019.1 | PI6600-5019 | PI6600-4697 | 1 | 647 | Rainfall_100yr | Rainfall | 0 | 0 | 117226.05 | 8.984 | 9.0774 | 0.96 | 22.082 | 2.964 | 0 | 0 | 1 | 8.398 | 9.1099 | 0.74 | 22.297 | 3.308 | 1 | 11.283 | 0 | 0 | 117228.96
PI6600-5304.1 | PI6600-5304 | PI6600-5019 | 1 | 647 | Rainfall_100yr | Rainfall | 0 | 0 | 130086.23 | 8.407 | 10.959 | 0.682 | 22.405 | 3.131 | 0 | 0 | 1 | 8.343 | 10.9617 | 0.756 | 23.082 | 3.471 | 1 | 11.523 | 0 | 0 | 130086.36
PI6600-5377.1 | PI6600-5377 | PI6600-5304 | 1 | 647 | Rainfall_100yr | Rainfall | 0 | 0 | 115373.45 | 8.377 | 10.3776 | 0.656 | 23.17 | 3.552 | 0 | 0 | 2 | 8.56 | 10.5053 | 0.703 | 23.538 | 3.581 | 2 | 7.89 | 0 | 0 | 115373.58
PI6600-5582.1 | PI6600-5582 | PI6600-5377 | 1 | 647 | Rainfall_100yr | Rainfall | 0 | 0 | 91126.4 | 8.601 | 7.9019 | 0.533 | 23.468 | 2.699 | 0 | 0 | 1 | 8.329 | 7.9031 | 0.814 | 23.872 | 3.426 | 1 | 8.921 | 0 | 0 | 91126.47
PI6600-5660.1 | PI6600-5660 | PI6600-5582 | 1 | 647 | Rainfall_100yr | Rainfall | 0 | 0 | 93200.8 | 8.35 | 9.6638 | 0.75 | 23.95 | 3.309 | 0 | 0 | 2 | 8.443 | 9.6639 | 0.736 | 24.243 | 3.302 | 2 | 8.009 | 0 | 0 | 93200.82
PI6600-5967.1 | PI6600-5967 | PI6600-5660 | 1 | 647 | Rainfall_100yr | Rainfall | 0 | 0 | 58661.51 | 8.474 | 5.2434 | 0.454 | 24.153 | 1.975 | 0 | 0 | 1 | 8.042 | 5.2438 | 0.733 | 24.493 | 2.953 | 1 | 7.942 | 0 | 0 | 58661.61
PI6600-6190.1 | PI6600-6190 | PI6600-5967 | 1 | 647 | Rainfall_100yr | Rainfall | 0 | 0 | -166.48 | 8.056 | -4.5515 | 0.354 | 24.456 | -2.442 | 0 | 0 | 1 | 7.496 | -4.3196 | 0.93 | 24.456 | -3.633 | 1 | 5.265 | 0 | 0 | -166.37
PI6600-6507.1 | PI6600-6507 | PI6600-6190 | 1 | 647 | Rainfall_100yr | Rainfall | 0 | 0 | -166.37 | 7.496 | -4.3579 | 1.261 | 24.456 | -3.831 | 0 | 0 | 1 | 8.456 | -1.11 | 0.105 | 24.456 | -0.569 | 1 | -5.777 | 0 | 0 | -11.09
PI6600-847.1 | PI6600-847 | PI6600-498 | 1 | 647 | Rainfall_100yr | Rainfall | 0 | 0 | 3053831 | 9.315 | 107.6374 | 0.507 | 16.348 | 5.223 | 0 | 0 | 1 | 9.043 | 107.6465 | 0.814 | 16.947 | 5.24 | 1 | 130.203 | 0 | 0 | 3053868.75
PI6600-979.1 | PI6600-979 | PI6600-847 | 1 | 647 | Rainfall_100yr | Rainfall | 0 | 0 | 3024459 | 9.115 | 106.2514 | 0.746 | 17.007 | 5.159 | 0 | 0 | 2 | 9.136 | 106.2551 | 0.698 | 17.228 | 5.159 | 2 | 101.217 | 0 | 0 | 3024474.5
PI660101-21.1 | PI660101-21 | PI6601-112 | 1 | 647 | Rainfall_100yr | Rainfall | 0 | 0 | 17693.75 | 7.732 | 3.3503 | 0.074 | 14.925 | 1.499 | 0 | 0 | 1 | 7.722 | 3.3499 | 0.1 | 14.951 | 1.5 | 1 | 5.126 | 0 | 0 | 17693.75
PI660102-22.1 | PI660102-22 | PI6601-698 | 1 | 647 | Rainfall_100yr | Rainfall | 0 | 0 | 47564.69 | 4.808 | 5.1343 | 0.558 | 12.896 | 2.512 | 0 | 0 | 2 | 4.81 | 5.1344 | 0.612 | 12.947 | 2.512 | 2 | 5.05 | 0 | 0 | 47564.69
PI6601-1014.1 | PI6601-1014 | PI6601-698 | 1 | 647 | Rainfall_100yr | Rainfall | 0 | 0 | 14407.14 | 4.808 | 1.7588 | 0.265 | 12.819 | 1.893 | 0 | 0 | 1 | 3.291 | 1.7691 | 0.651 | 12.354 | 2.248 | 1 | 1.778 | 0 | 0 | 14407.18
PI6601-112.1 | PI6601-112 | PI6600-462 | 1 | 647 | Rainfall_100yr | Rainfall | 0 | 0 | -20384.57 | 9.391 | -9.7826 | 0.261 | 16.126 | -4.176 | 0 | 0 | 2 | 7.779 | -9.7803 | 1.051 | 15.214 | -4.377 | 2 | 8.258 | 0 | 0 | -20378.64
PI6601-1120.1 | PI6601-1120 | PI6601-1014 | 1 | 647 | Rainfall_100yr | Rainfall | 0 | 0 | 26303.13 | 3.28 | 0.99546 | 0.447 | 12.325 | 1.099 | 0 | 0 | 1 | 2.509 | 0.99925 | 0.651 | 12.618 | 2.067 | 1 | 1.778 | 0 | 0 | 26303.12
PI6601-414.1 | PI6601-414 | PI6601-112 | 1 | 647 | Rainfall_100yr | Rainfall | 0 | 0 | -12338.84 | 7.732 | -6.9881 | 0.914 | 15.043 | -3.127 | 0 | 0 | 2 | 5.951 | -6.9854 | 0.557 | 13.719 | -3.299 | 2 | 4.008 | 0 | 0 | -12338.88
PI6601-698.1 | PI6601-698 | PI6601-414 | 1 | 647 | Rainfall_100yr | Rainfall | 0 | 0 | 3789.32 | 5.867 | -5.3863 | 0.514 | 13.558 | -2.562 | 0 | 0 | 2 | 4.83 | -5.3864 | 0.546 | 12.91 | -2.657 | 2 | 3.893 | 0 | 0 | 3789.29
PI6602-29.1 | PI6602-29 | PI6600-979 | 1 | 647 | Rainfall_100yr | Rainfall | 0 | 0 | 12946.95 | 9.206 | 1.37 | 0.212 | 16.891 | 1.029 | 0 | 0 | 1 | 9.152 | 1.3697 | 0.329 | 16.907 | 1.03 | 1 | 1.756 | 0 | 0 | 12951.12
PI6603-54.1 | PI6603-54 | PI6700-249 | 1 | 647 | Rainfall_100yr | Rainfall | 0 | 0 | 20154.84 | 3.046 | 2.1352 | 0.588 | 16.89 | 2.275 | 0 | 0 | 2 | 3.265 | 2.2484 | 0.829 | 17.75 | 3.035 | 2 | 1.777 | 0 | 0 | 20155.12
PI6603-54.2 | PI6603-54 | PI6600-979 | 2 | 647 | Rainfall_100yr | Rainfall | 0 | 0 | 102191.7 | 9.206 | 6.1524 | 0.665 | 17.029 | 5.829 | 0 | 0 | 2 | 9.809 | 6.1701 | 0.654 | 17.757 | 5.332 | 2 | 1.753 | 0 | 0 | 102198.11
PI6604-275.1 | PI6604-275 | PI6600-2362 | 1 | 647 | Rainfall_100yr | Rainfall | 0 | 0 | 125954.5 | 11.819 | -9.3724 | 0.021 | 18.451 | -1.187 | 0 | 0 | 1 | 9.049 | -9.3705 | 0.894 | 18.401 | 1.978 | 1 | 66.343 | 0 | 0 | 126643.21
PI6604-661.1 | PI6604-661 | PI6604-275 | 1 | 647 | Rainfall_100yr | Rainfall | 0 | 0 | 76168.41 | 9.044 | 6.5466 | 0.439 | 18.385 | 1.197 | 0 | 0 | 1 | 10.188 | 6.5406 | 0.023 | 18.338 | 1.178 | 1 | -22.779 | 0 | 0 | 76606.1
PI660501-578.1 | PI660501-578 | PI6605-541 | 1 | 647 | Rainfall_100yr | Rainfall | 0 | 0 | 52608.02 | 9.56 | 2.6548 | 0.546 | 22.305 | 2.447 | 0 | 0 | 2 | 10.087 | 2.9015 | 0.653 | 24.281 | 2.585 | 2 | 1.785 | 0 | 0 | 52608.11
PI660501-641.1 | PI660501-641 | PI660501-578 | 1 | 647 | Rainfall_100yr | Rainfall | 0 | 0 | 54572.31 | 10.093 | 2.994 | 0.621 | 24.315 | 2.524 | 0 | 0 | 2 | 10.333 | 3.0299 | 0.652 | 24.714 | 2.548 | 2 | 1.796 | 0 | 0 | 54572.31
PI660502-302.1 | PI660502-302 | PI6605-771 | 1 | 647 | Rainfall_100yr | Rainfall | 0 | 0 | 18138.53 | 9.449 | 2.9907 | 0.288 | 22.709 | 2.518 | 0 | 0 | 2 | 8.732 | 3.0134 | 0.645 | 22.746 | 2.344 | 2 | 1.777 | 0 | 0 | 18138.56
PI660503-283.1 | PI660503-283 | PI6605-1086 | 1 | 647 | Rainfall_100yr | Rainfall | 0 | 0 | 20351.73 | 7.676 | 2.0837 | 0.787 | 23.32 | 1.794 | 0 | 0 | 2 | 7.097 | 2.1331 | 0.654 | 23.466 | 2.165 | 2 | 1.783 | 0 | 0 | 20351.76
PI6605-1086.1 | PI6605-1086 | PI6605-771 | 1 | 647 | Rainfall_100yr | Rainfall | 0 | 0 | 48680.59 | 9.449 | 2.8635 | 0.418 | 22.745 | 1.682 | 0 | 0 | 1 | 7.665 | 2.8659 | 1.19 | 23.348 | 3.951 | 1 | 5.615 | 0 | 0 | 48680.64
PI6605-1379.1 | PI6605-1379 | PI6605-1086 | 1 | 647 | Rainfall_100yr | Rainfall | 0 | 0 | 28328.91 | 7.676 | 2.4243 | 0.626 | 23.363 | 2.297 | 0 | 0 | 2 | 8.177 | 2.4304 | 0.652 | 24.6 | 2.401 | 2 | 1.779 | 0 | 0 | 28328.93
PI6605-541.1 | PI6605-541 | PI6605-65 | 1 | 647 | Rainfall_100yr | Rainfall | 0 | 0 | 146550.41 | 12.028 | 6.9023 | 0.589 | 20.944 | 2.919 | 0 | 0 | 1 | 9.543 | 6.8499 | 1.274 | 22.349 | 4.827 | 1 | 9.469 | 0 | 0 | 146552.95
PI6605-65.1 | PI6605-65 | PI6600-3895 | 1 | 647 | Rainfall_100yr | Rainfall | 0 | 0 | 145559.8 | 12.137 | 8.2855 | 0.387 | 20.837 | 3.351 | 0 | 0 | 2 | 12.025 | 8.282 | 0.613 | 20.884 | 3.328 | 2 | 5.215 | 0 | 0 | 145576.61
PI6605-771.1 | PI6605-771 | PI6605-541 | 1 | 647 | Rainfall_100yr | Rainfall | 0 | 0 | 66819.03 | 9.56 | 4.8142 | 0.886 | 22.3 | 2.891 | 0 | 0 | 2 | 9.428 | 4.8031 | 0.669 | 22.729 | 2.802 | 2 | 3.164 | 0 | 0 | 66819.13
PI6606-106.1 | PI6606-106 | PI6600-5304 | 1 | 647 | Rainfall_100yr | Rainfall | 0 | 0 | 14755.36 | 8.377 | 2.3859 | 0.352 | 22.979 | -0.956 | 0 | 0 | 1 | 8.111 | 2.3893 | 0.382 | 22.982 | 0.722 | 1 | 11.403 | 0 | 0 | 14755.38
PI6607-40.1 | PI6607-40 | PI6600-5377 | 1 | 647 | Rainfall_100yr | Rainfall | 0 | 0 | 22069.59 | 8.601 | 2.012 | 0.183 | 23.397 | 1.549 | 0 | 0 | 2 | 8.507 | 2.0124 | 0.413 | 23.406 | 1.547 | 2 | 1.78 | 0 | 0 | 22069.68
PI6608-40.1 | PI6608-40 | PI6600-5967 | 1 | 647 | Rainfall_100yr | Rainfall | 0 | 0 | 58218.22 | 8.056 | 5.0504 | 0.947 | 24.651 | 4.372 | 0 | 0 | 2 | 8.614 | 5.0588 | 0.703 | 25.301 | 3.931 | 2 | 1.786 | 0 | 0 | 58218.32
PI6700-1018.1 | PI6700-1018 | PI6700-950 | 1 | 647 | Rainfall_100yr | Rainfall | 0 | 0 | 26719.92 | 1.987 | 4.0633 | 0.822 | 19.632 | 4.689 | 0 | 0 | 2 | 2.627 | 4.0662 | 0.68 | 20.485 | 4.439 | 2 | 1.829 | 0 | 0 | 26719.93
PI6700-1185.1 | PI6700-1185 | PI6700-1018 | 1 | 647 | Rainfall_100yr | Rainfall | 0 | 0 | 25390.85 | 2.742 | 3.1511 | 0.601 | 20.406 | 3.559 | 0 | 0 | 2 | 3.099 | 3.1572 | 0.669 | 21.246 | 3.344 | 2 | 1.829 | 0 | 0 | 25390.86
PI6700-1353.1 | PI6700-1353 | PI6700-1185 | 1 | 647 | Rainfall_100yr | Rainfall | 0 | 0 | 2302.37 | 3.119 | 2.3965 | 0.133 | 21.203 | 2.535 | 0 | 0 | 2 | 3.378 | 2.3924 | 0.891 | 21.931 | -2.781 | 2 | 1.864 | 0 | 0 | 2302.44
PI6700-1398.1 | PI6700-1398 | PI6700-1353 | 1 | 647 | Rainfall_100yr | Rainfall | 0 | 0 | -98996.71 | 4.906 | -9.7852 | 0.407 | 23.071 | -9.265 | 0 | 0 | 2 | 1.473 | -11.931 | 2.536 | 22.391 | -16.025 | 2 | 3.755 | 0 | 0 | -98967.92
PI6700-1398.2 | PI6700-1398 | PI6600-1738 | 2 | 647 | Rainfall_100yr | Rainfall | 0 | 0 | 673604.31 | 9.65 | 32.9172 | 0.472 | 18.506 | 4.251 | 0 | 0 | 1 | 7.687 | 32.9871 | 2.246 | 18.653 | 8.487 | 1 | 136.44 | 0 | 0 | 673604.38
PI6700-249.1 | PI6700-249 | PI6700-29 | 1 | 647 | Rainfall_100yr | Rainfall | 0 | 0 | 31702.66 | 9.017 | 2.6294 | 0.396 | 15.61 | 1.975 | 0 | 0 | 1 | 3.025 | 2.6357 | 2.027 | 16.925 | 5.248 | 1 | 6.468 | 0 | 0 | 31703.64
PI6700-29.1 | PI6700-29 | PI6600-462 | 1 | 647 | Rainfall_100yr | Rainfall | 0 | 0 | 19655.13 | 9.391 | -3.5959 | 0.555 | 15.968 | 2.649 | 0 | 0 | 2 | 9.034 | -3.5956 | 0.511 | 15.68 | -2.688 | 2 | 1.752 | 0 | 0 | 19660.67
PI6700-537.1 | PI6700-537 | PI6603-54 | 1 | 647 | Rainfall_100yr | Rainfall | 0 | 0 | 68933.31 | 3.278 | 5.1425 | 0.951 | 17.983 | 5.505 | 0 | 0 | 1 | 4.024 | 5.3585 | 0.375 | 18.653 | 5.332 | 1 | -2.768 | 0 | 0 | 68934.58
PI6700-580.1 | PI6700-580 | PI6700-537 | 1 | 647 | Rainfall_100yr | Rainfall | 0 | 0 | 35214.16 | 4.271 | -8.2637 | 0.378 | 19.032 | -8.332 | 0 | 0 | 2 | 3.496 | -5.516 | 0.931 | 18.384 | -5.716 | 2 | 3.128 | 0 | 0 | 35215.16
PI6700-609.1 | PI6700-609 | PI6700-580 | 1 | 647 | Rainfall_100yr | Rainfall | 0 | 0 | 56381.72 | 3.391 | 3.1797 | 0.724 | 18.005 | 3.755 | 0 | 0 | 2 | 3.281 | 3.1799 | 1.056 | 18.125 | 3.751 | 2 | 3.128 | 0 | 0 | 56381.72
PI6700-810.1 | PI6700-810 | PI6700-609 | 1 | 647 | Rainfall_100yr | Rainfall | 0 | 0 | 56752.31 | 3.327 | 3.181 | 0.733 | 18.17 | 3.719 | 0 | 0 | 2 | 2.653 | 3.1833 | 1.144 | 19.062 | 4.328 | 2 | 3.128 | 0 | 0 | 56752.32
PI6700-842.1 | PI6700-842 | PI6700-810 | 1 | 647 | Rainfall_100yr | Rainfall | 0 | 0 | 56416.28 | 2.704 | 3.1859 | 0.77 | 19.099 | 3.673 | 0 | 0 | 2 | 2.586 | 3.1864 | 1.093 | 19.233 | 3.905 | 2 | 3.128 | 0 | 0 | 56416.29
PI6700-950.1 | PI6700-950 | PI6700-842 | 1 | 647 | Rainfall_100yr | Rainfall | 0 | 0 | 24960.02 | 2.631 | 1.883 | 0.343 | 19.2 | 2.079 | 0 | 0 | 1 | 1.963 | 1.8969 | 1.13 | 19.405 | 3.493 | 1 | 3.128 | 0 | 0 | 24960.04
PI6800-1270.1 | PI6800-1270 | PI6800-992 | 1 | 647 | Rainfall_100yr | Rainfall | 0 | 0 | 156843.16 | 8.944 | 18.5429 | 0.853 | 22.711 | 4.082 | 0 | 0 | 2 | 8.961 | 18.5423 | 0.884 | 23.678 | 4.104 | 2 | 18.095 | 0 | 0 | 156843.28
PI6800-1462.1 | PI6800-1462 | PI6800-1270 | 1 | 647 | Rainfall_100yr | Rainfall | 0 | 0 | 156522.39 | 9.003 | 18.5413 | 0.808 | 23.72 | 4.075 | 0 | 0 | 1 | 8.723 | 18.5422 | 1.059 | 24.392 | 4.824 | 1 | 21.757 | 0 | 0 | 156522.44
PI6800-1636.1 | PI6800-1636 | PI6800-1462 | 1 | 647 | Rainfall_100yr | Rainfall | 0 | 0 | 148476.47 | 8.785 | 17.8283 | 0.905 | 24.551 | 4.832 | 0 | 0 | 2 | 9.415 | 17.8216 | 0.746 | 25.608 | 4.773 | 2 | 11.248 | 0 | 0 | 148476.63
PI6800-1684.1 | PI6800-1684 | PI6800-1636 | 1 | 647 | Rainfall_100yr | Rainfall | 0 | 0 | 148258.13 | 9.472 | 17.2422 | 0.698 | 25.647 | 4.617 | 0 | 0 | 2 | 9.681 | 17.2483 | 0.625 | 25.913 | 4.601 | 2 | 8.07 | 0 | 0 | 148258.13
PI6800-1857.1 | PI6800-1857 | PI6800-1684 | 1 | 647 | Rainfall_100yr | Rainfall | 0 | 0 | 147012.95 | 9.735 | 17.0139 | 0.595 | 25.919 | 4.542 | 0 | 0 | 1 | 9.57 | 17.0182 | 1.136 | 26.805 | 5.166 | 1 | 17.452 | 0 | 0 | 147012.97
PI6800-2010.1 | PI6800-2010 | PI6800-1857 | 1 | 647 | Rainfall_100yr | Rainfall | 0 | 0 | 48348.68 | 9.62 | 5.8258 | 0.338 | 26.573 | 1.65 | 0 | 0 | 1 | 9.254 | 5.9556 | 0.703 | 26.607 | 2.557 | 1 | 11.546 | 0 | 0 | 48348.71
PI6800-2064.1 | PI6800-2064 | PI6800-2010 | 1 | 647 | Rainfall_100yr | Rainfall | 0 | 0 | 48349.26 | 9.264 | 6.1712 | 0.818 | 26.703 | 4.964 | 0 | 0 | 2 | 9.649 | 6.2215 | 0.664 | 27.229 | 4.631 | 2 | 1.755 | 0 | 0 | 48349.45
PI6800-235.1 | PI6800-235 | PI6700-1398 | 1 | 647 | Rainfall_100yr | Rainfall | 0 | 0 | 562567.19 | 7.824 | 23.9564 | 0.953 | 18.628 | 3.659 | 0 | 0 | 1 | 7.653 | 23.9362 | 0.688 | 18.806 | 3.909 | 1 | 29.017 | 0 | 0 | 562578.38
PI6800-272.1 | PI6800-272 | PI6800-235 | 1 | 647 | Rainfall_100yr | Rainfall | 0 | 0 | 562578.38 | 7.672 | 23.8411 | 0.651 | 18.826 | 3.786 | 0 | 0 | 2 | 7.688 | 23.8303 | 0.589 | 18.861 | 3.693 | 2 | 15.523 | 0 | 0 | 562578.56
PI6800-483.1 | PI6800-483 | PI6800-272 | 1 | 647 | Rainfall_100yr | Rainfall | 0 | 0 | 562579.5 | 7.724 | 23.8148 | 0.644 | 19.115 | 5.447 | 0 | 0 | 2 | 8.313 | 23.804 | 0.656 | 20.159 | 5.373 | 2 | 13.478 | 0 | 0 | 562580.63
PI6800-719.1 | PI6800-719 | PI6800-483 | 1 | 647 | Rainfall_100yr | Rainfall | 0 | 0 | 562580.69 | 8.379 | 23.8229 | 0.624 | 20.225 | 5.373 | 0 | 0 | 2 | 9.276 | 23.9672 | 0.614 | 21.507 | 5.325 | 2 | 12.442 | 0 | 0 | 562581
PI6800-992.1 | PI6800-992 | PI6800-719 | 1 | 647 | Rainfall_100yr | Rainfall | 0 | 0 | 182801.5 | 9.343 | 22.5358 | 0.347 | 21.423 | 4.945 | 0 | 0 | 1 | 8.88 | 22.5428 | 1.159 | 22.773 | 4.963 | 1 | 24.312 | 0 | 0 | 182801.58
PI680101-76.1 | PI680101-76 | PI6801-762 | 1 | 647 | Rainfall_100yr | Rainfall | 0 | 0 | 13982.47 | 7.43 | -2.2927 | 0.133 | 21.261 | -1.888 | 0 | 0 | 1 | 4.112 | 2.1591 | 2.492 | 21.147 | 6.766 | 1 | 7.328 | 0 | 0 | 13982.48
PI680102-343.1 | PI680102-343 | PI680102-83 | 1 | 647 | Rainfall_100yr | Rainfall | 0 | 0 | 58813.57 | 6.7 | 2.8379 | 0.623 | 21.081 | 1.759 | 0 | 0 | 1 | 6.556 | 2.8412 | 0.593 | 21.459 | 1.761 | 1 | 2.862 | 0 | 0 | 58813.66
PI680102-83.1 | PI680102-83 | PI6801-1062 | 1 | 647 | Rainfall_100yr | Rainfall | 0 | 0 | 48197.14 | 6.882 | 2.4976 | 0.38 | 21.039 | 1.17 | 0 | 0 | 1 | 6.698 | 2.4973 | 0.608 | 21.055 | 1.387 | 1 | 5.153 | 0 | 0 | 48197.21
PI6801-1036.1 | PI6801-1036 | PI6801-994 | 1 | 647 | Rainfall_100yr | Rainfall | 0 | 0 | 66824.01 | 7.071 | 5.1061 | 0.438 | 21.152 | 4.806 | 0 | 0 | 2 | 7.068 | 5.0826 | 0.417 | 21.195 | 4.542 | 2 | 1.089 | 0 | 0 | 66824.45
PI6801-1062.1 | PI6801-1062 | PI6801-1036 | 1 | 647 | Rainfall_100yr | Rainfall | 0 | 0 | -20189.52 | 7.063 | -7.7995 | 0.276 | 21.272 | -2.752 | 0 | 0 | 2 | 6.941 | -7.7995 | 0.324 | 21.209 | -2.758 | 2 | 5.388 | 0 | 0 | -20189.52
PI6801-1428.1 | PI6801-1428 | PI6801-1062 | 1 | 647 | Rainfall_100yr | Rainfall | 0 | 0 | 102082.51 | 6.882 | 4.9624 | 0.205 | 21.096 | 2.295 | 0 | 0 | 1 | 6.689 | 4.9668 | 0.689 | 21.825 | 2.303 | 1 | 5.241 | 0 | 0 | 102082.66
PI6801-146.1 | PI6801-146 | PI6800-719 | 1 | 647 | Rainfall_100yr | Rainfall | 0 | 0 | 379779.56 | 9.343 | 23.6634 | 0.512 | 21.252 | 5.274 | 0 | 0 | 1 | 8.596 | 24.7396 | 1.174 | 21.567 | 5.518 | 1 | 24.985 | 0 | 0 | 379779.66
PI6801-1762.1 | PI6801-1762 | PI6801-1428 | 1 | 647 | Rainfall_100yr | Rainfall | 0 | 0 | 109466.44 | 6.708 | 5.642 | 0.636 | 21.872 | 2.606 | 0 | 0 | 2 | 6.836 | 5.644 | 0.705 | 22.83 | 2.596 | 2 | 5.237 | 0 | 0 | 109466.48
PI6801-1986.1 | PI6801-1986 | PI6801-1762 | 1 | 647 | Rainfall_100yr | Rainfall | 0 | 0 | 109452.98 | 6.854 | 5.6452 | 0.666 | 22.847 | 2.595 | 0 | 0 | 2 | 6.943 | 5.6676 | 0.707 | 23.496 | 2.596 | 2 | 5.251 | 0 | 0 | 109453.04
PI6801-395.1 | PI6801-395 | PI6801-146 | 1 | 647 | Rainfall_100yr | Rainfall | 0 | 0 | 180550.3 | 8.658 | 15.7609 | 0.674 | 21.484 | 3.583 | 0 | 0 | 2 | 7.927 | 15.7462 | 0.756 | 21.369 | 3.579 | 2 | 15.528 | 0 | 0 | 180550.63
PI6801-582.1 | PI6801-582 | PI6801-395 | 1 | 647 | Rainfall_100yr | Rainfall | 0 | 0 | 153306.75 | 7.907 | 14.5739 | 0.613 | 21.354 | 4.176 | 0 | 0 | 2 | 7.721 | 14.6994 | 0.422 | 21.231 | 4.149 | 2 | 4.06 | 0 | 0 | 153307.75
PI6801-762.1 | PI6801-762 | PI6801-582 | 1 | 647 | Rainfall_100yr | Rainfall | 0 | 0 | 197475.45 | 7.701 | 8.3741 | 0.393 | 21.186 | 2.724 | 0 | 0 | 1 | 7.428 | 8.4308 | 0.594 | 21.239 | 2.951 | 1 | 9.69 | 0 | 0 | 197475.52
PI6801-838.1 | PI6801-838 | PI6801-762 | 1 | 647 | Rainfall_100yr | Rainfall | 0 | 0 | 154711.02 | 7.43 | 7.6708 | 0.786 | 21.268 | 8.453 | 0 | 0 | 2 | 7.442 | 7.8275 | 0.658 | 21.468 | 6.695 | 2 | 1.78 | 0 | 0 | 154711.2
PI6801-994.1 | PI6801-994 | PI6801-838 | 1 | 647 | Rainfall_100yr | Rainfall | 0 | 0 | -29431.35 | 7.456 | -9.468 | 0.319 | 21.547 | -2.628 | 0 | 0 | 2 | 7.108 | -9.4666 | 0.304 | 21.29 | -2.645 | 2 | 5.435 | 0 | 0 | -29431.33
PI6802-69.1 | PI6802-69 | PI6800-992 | 1 | 647 | Rainfall_100yr | Rainfall | 0 | 0 | 25959.24 | 8.944 | 4.591 | 0.892 | 22.618 | 3.492 | 0 | 0 | 2 | 9.852 | 4.5981 | 0.578 | 23.708 | 3.334 | 2 | 1.767 | 0 | 0 | 25959.57
PI6803-67.1 | PI6803-67 | PI6800-1462 | 1 | 647 | Rainfall_100yr | Rainfall | 0 | 0 | 7473.83 | 8.785 | 1.3768 | 0.206 | 24.21 | 1.134 | 0 | 0 | 1 | 8.647 | 1.3753 | 0.394 | 24.244 | 1.128 | 1 | 1.798 | 0 | 0 | 7474.14
PI6804-13.1 | PI6804-13 | PI6800-1857 | 1 | 647 | Rainfall_100yr | Rainfall | 0 | 0 | -2485.66 | 9.62 | -3.5061 | 0.098 | 26.661 | -2.547 | 0 | 0 | 2 | 9.463 | -3.506 | 0.107 | 26.535 | -2.566 | 2 | 1.704 | 0 | 0 | -2485.5
PI6900-106.1 | PI6900-106 | PI6600-1738 | 1 | 647 | Rainfall_100yr | Rainfall | 0 | 0 | 1578062.25 | 9.24 | 47.123 | 0.975 | 18.412 | 5.516 | 0 | 0 | 1 | 8.919 | 47.1146 | 0.929 | 18.592 | 5.916 | 1 | 57.875 | 0 | 0 | 1578071.25
PI6900-1162.1 | PI6900-1162 | PI6900-932 | 1 | 647 | Rainfall_100yr | Rainfall | 0 | 0 | 1431613.25 | 9.846 | 42.7266 | 0.39 | 20.619 | 4.25 | 0 | 0 | 1 | 9.558 | 42.7224 | 0.746 | 20.912 | 4.254 | 1 | 50.518 | 0 | 0 | 1431628.63
PI6900-1451.1 | PI6900-1451 | PI6900-1162 | 1 | 647 | Rainfall_100yr | Rainfall | 0 | 0 | 381218.66 | 9.589 | 29.8249 | 0.175 | 20.888 | 2.88 | 0 | 0 | 1 | 9.126 | 29.8239 | 0.673 | 21.145 | 2.888 | 1 | 50.222 | 0 | 0 | 381220.16
PI6900-1842.1 | PI6900-1842 | PI6900-1451 | 1 | 647 | Rainfall_100yr | Rainfall | 0 | 0 | 355018.09 | 10.038 | 27.0279 | 0.111 | 21.143 | 2.602 | 0 | 0 | 2 | 10.043 | 27.0269 | 0.298 | 21.428 | 2.602 | 2 | 26.929 | 0 | 0 | 355747.22
PI6900-2072.1 | PI6900-2072 | PI6900-1842 | 1 | 647 | Rainfall_100yr | Rainfall | 0 | 0 | 330159.31 | 10.061 | 24.2928 | 0.273 | 21.426 | 2.339 | 0 | 0 | 1 | 9.626 | 24.2924 | 0.518 | 21.562 | 2.345 | 1 | 50.13 | 0 | 0 | 330320.81
PI6900-2575.1 | PI6900-2575 | PI6900-2072 | 1 | 647 | Rainfall_100yr | Rainfall | 0 | 0 | 296818.47 | 9.641 | 20.674 | 0.424 | 21.553 | 1.996 | 0 | 0 | 1 | 8.847 | 20.6789 | 0.692 | 21.769 | 2.959 | 1 | 45.062 | 0 | 0 | 296821.91
PI6900-2620.1 | PI6900-2620 | PI6900-2575 | 1 | 647 | Rainfall_100yr | Rainfall | 0 | 0 | 296821.91 | 8.857 | 20.6826 | 0.655 | 21.78 | 2.866 | 0 | 0 | 1 | 8.756 | 20.683 | 0.728 | 21.799 | 3.146 | 1 | 51.998 | 0 | 0 | 296821.94
PI6900-2880.1 | PI6900-2880 | PI6900-2620 | 1 | 647 | Rainfall_100yr | Rainfall | 0 | 0 | 259667.33 | 8.775 | 23.0175 | 0.682 | 22.027 | 4.193 | 0 | 0 | 1 | 8.649 | 23.0198 | 0.927 | 22.853 | 4.368 | 1 | 24.791 | 0 | 0 | 259668.36
PI6900-3190.1 | PI6900-3190 | PI6900-2880 | 1 | 647 | Rainfall_100yr | Rainfall | 0 | 0 | 179916.48 | 8.696 | 14.6902 | 0.572 | 22.729 | 2.793 | 0 | 0 | 1 | 8.549 | 14.6877 | 0.656 | 23.103 | 3.35 | 1 | 16.811 | 0 | 0 | 179916.89
PI6900-3413.1 | PI6900-3413 | PI6900-3190 | 1 | 647 | Rainfall_100yr | Rainfall | 0 | 0 | 179916.89 | 8.015 | 14.6707 | 1.201 | 23.179 | 5.168 | 0 | 0 | 1 | 7.08 | 14.6591 | 1.202 | 23.66 | 5.195 | 1 | 24.599 | 0 | 0 | 179916.97
PI6900-343.1 | PI6900-343 | PI6900-106 | 1 | 647 | Rainfall_100yr | Rainfall | 0 | 0 | 1578072.25 | 8.948 | 47.0886 | 0.841 | 18.621 | 5.683 | 0 | 0 | 2 | 9.237 | 47.0314 | 0.484 | 19.6 | 4.666 | 2 | 29.08 | 0 | 0 | 1578157.38
PI6900-3591.1 | PI6900-3591 | PI6900-3413 | 1 | 647 | Rainfall_100yr | Rainfall | 0 | 0 | 66759.55 | 8.517 | 4.6889 | 0.178 | 23.581 | 4.171 | 0 | 0 | 2 | 9.032 | 4.797 | 0.579 | 24.631 | 3.69 | 2 | 1.776 | 0 | 0 | 66902.84
PI6900-4077.1 | PI6900-4077 | PI6900-3413 | 1 | 647 | Rainfall_100yr | Rainfall | 0 | 0 | 112217.01 | 8.517 | 11.8619 | 0.072 | 23.633 | 2.623 | 0 | 0 | 1 | 7.823 | 11.8521 | 0.587 | 24.351 | 2.858 | 1 | 16.671 | 0 | 0 | 112843.16
PI6900-4326.1 | PI6900-4326 | PI6900-4077 | 1 | 647 | Rainfall_100yr | Rainfall | 0 | 0 | 31370.61 | 7.85 | -5.7984 | 0.256 | 24.279 | -1.931 | 0 | 0 | 1 | 7.269 | -3.9532 | 0.88 | 24.318 | 2.873 | 1 | 11.304 | 0 | 0 | 31371.16
PI6900-4393.1 | PI6900-4393 | PI6900-4326 | 1 | 647 | Rainfall_100yr | Rainfall | 0 | 0 | 31371.16 | 7.271 | -3.8776 | 0.642 | 24.32 | 2.169 | 0 | 0 | 1 | 7.111 | -3.223 | 0.701 | 24.331 | 2.285 | 1 | 11.325 | 0 | 0 | 31371.15
PI6900-4615.1 | PI6900-4615 | PI6900-4393 | 1 | 647 | Rainfall_100yr | Rainfall | 0 | 0 | 31371.15 | 7.113 | -3.1113 | 0.653 | 24.332 | 2.127 | 0 | 0 | 1 | 6.592 | 3.0664 | 0.777 | 24.367 | 2.492 | 1 | 11.325 | 0 | 0 | 31371.1
PI6900-4866.1 | PI6900-4866 | PI6900-4615 | 1 | 647 | Rainfall_100yr | Rainfall | 0 | 0 | 31371.65 | 6.594 | 3.0793 | 1.027 | 24.445 | 3.548 | 0 | 0 | 1 | 5.749 | 3.0945 | 1.272 | 26.003 | 4.129 | 1 | 3.474 | 0 | 0 | 31371.82
PI6900-5164.1 | PI6900-5164 | PI6900-4866 | 1 | 647 | Rainfall_100yr | Rainfall | 0 | 0 | 31371.82 | 5.82 | 3.1252 | 0.651 | 26.073 | 2.921 | 0 | 0 | 2 | 5.816 | 3.249 | 1.024 | 27.911 | 3.742 | 2 | 2.797 | 0 | 0 | 31371.85
PI6900-932.1 | PI6900-932 | PI6900-343 | 1 | 647 | Rainfall_100yr | Rainfall | 0 | 0 | 1540421.88 | 9.266 | 46.7537 | 0.464 | 19.567 | 4.636 | 0 | 0 | 2 | 9.815 | 46.7384 | 0.395 | 20.588 | 4.593 | 2 | 22.141 | 0 | 0 | 1540524.38
PI6902-30.1 | PI6902-30 | PI6900-932 | 1 | 647 | Rainfall_100yr | Rainfall | 0 | 0 | 63724.66 | 9.846 | 5.6091 | 0.164 | 20.436 | 4.174 | 0 | 0 | 2 | 9.847 | 5.6087 | 0.297 | 20.758 | 4.038 | 2 | 1.723 | 0 | 0 | 63727.63
PI6903-244.1 | PI6903-244 | PI6900-1162 | 1 | 647 | Rainfall_100yr | Rainfall | 0 | 0 | 129486.87 | 9.589 | 11.564 | 0.485 | 20.844 | 5.701 | 0 | 0 | 2 | 8.721 | 11.6656 | 0.426 | 20.196 | 5.252 | 2 | 3.158 | 0 | 0 | 129504.52
PI690401-148.1 | PI690401-148 | PI6904-284 | 1 | 647 | Rainfall_100yr | Rainfall | 0 | 0 | 42614.03 | 6.484 | 4.353 | 0.879 | 22.534 | 4.69 | 0 | 0 | 1 | 7.699 | 4.6356 | 0.167 | 22.316 | 3.97 | 1 | -3.505 | 0 | 0 | 42699.82
PI690402-57.1 | PI690402-57 | PI6904-749 | 1 | 647 | Rainfall_100yr | Rainfall | 0 | 0 | 42797.3 | 6.647 | 2.6173 | 0.256 | 23.456 | 2.306 | 0 | 0 | 2 | 6.598 | 2.6193 | 0.459 | 23.587 | 2.285 | 2 | 1.773 | 0 | 0 | 42798.21
PI690403-1176.1 | PI690403-1176 | PI690403-902 | 1 | 647 | Rainfall_100yr | Rainfall | 0 | 0 | 728.79 | 5.377 | -1.2814 | 0.122 | 24.068 | -0.618 | 0 | 0 | 1 | 5.066 | -1.2793 | 0.361 | 24.058 | 0.718 | 1 | 3.472 | 0 | 0 | 730.66
PI690403-144.1 | PI690403-144 | PI6904-769 | 1 | 647 | Rainfall_100yr | Rainfall | 0 | 0 | 212591.16 | 6.53 | 5.3543 | 0.441 | 23.409 | 2.567 | 0 | 0 | 2 | 6.546 | 5.3551 | 0.384 | 23.553 | 2.548 | 2 | 2.902 | 0 | 0 | 212601.69
PI690403-396.1 | PI690403-396 | PI690403-144 | 1 | 647 | Rainfall_100yr | Rainfall | 0 | 0 | 218645.5 | 6.581 | 5.3646 | 0.364 | 23.602 | 2.549 | 0 | 0 | 2 | 6.534 | 5.451 | 0.6 | 24.025 | 2.57 | 2 | 4.535 | 0 | 0 | 218659.75
PI690403-902.1 | PI690403-902 | PI690403-396 | 1 | 647 | Rainfall_100yr | Rainfall | 0 | 0 | 133525.73 | 6.58 | 4.425 | 0.438 | 24.014 | 2.159 | 0 | 0 | 1 | 5.374 | 4.4322 | 0.707 | 24.068 | 2.832 | 1 | 5.246 | 0 | 0 | 133548.97
PI690404-541.1 | PI690404-541 | PI690403-902 | 1 | 647 | Rainfall_100yr | Rainfall | 0 | 0 | 98006.53 | 5.377 | 2.4466 | 0.484 | 24.103 | 2.507 | 0 | 0 | 2 | 5.662 | 2.4755 | 0.655 | 25.752 | 2.565 | 2 | 1.78 | 0 | 0 | 98029.52
PI690405-31.1 | PI690405-31 | PI690403-396 | 1 | 647 | Rainfall_100yr | Rainfall | 0 | 0 | -129032.04 | 6.58 | -5.101 | 0.184 | 24.296 | -4.385 | 0 | 0 | 2 | 5.859 | -5.1008 | 0.233 | 23.679 | -4.573 | 2 | 1.81 | 0 | 0 | -129031.23
PI690406-1044.1 | PI690406-1044 | PI690406-674 | 1 | 647 | Rainfall_100yr | Rainfall | 0 | 0 | -1533.04 | 4.992 | 4.1057 | 0.526 | 24.2 | 3.137 | 0 | 0 | 2 | 4.114 | 4.259 | 0.487 | 23.675 | 3.06 | 2 | 2.014 | 0 | 0 | -1532.41
PI690406-1144.1 | PI690406-1144 | PI690406-1044 | 1 | 647 | Rainfall_100yr | Rainfall | 0 | 0 | -5001.64 | 4.106 | 2.9173 | 0.552 | 23.666 | 3.359 | 0 | 0 | 2 | 3.701 | 3.0063 | 0.655 | 23.512 | 3.325 | 2 | 1.779 | 0 | 0 | -5001.56
PI690406-141.1 | PI690406-141 | PI6904-896 | 1 | 647 | Rainfall_100yr | Rainfall | 0 | 0 | 259356.03 | 6.468 | 6.9744 | 0.462 | 23.625 | 3.504 | 0 | 0 | 2 | 6.535 | 7.1684 | 0.715 | 24.061 | 3.483 | 2 | 5.456 | 0 | 0 | 259356.34
PI690406-427.1 | PI690406-427 | PI690406-141 | 1 | 647 | Rainfall_100yr | Rainfall | 0 | 0 | 59218.15 | 6.551 | 6.4512 | 0.749 | 24.016 | 4.92 | 0 | 0 | 2 | 5.407 | 6.4911 | 0.694 | 23.59 | 4.462 | 2 | 3.239 | 0 | 0 | 59218.65
PI690406-445.1 | PI690406-445 | PI690406-427 | 1 | 647 | Rainfall_100yr | Rainfall | 0 | 0 | 313530.81 | 5.391 | 7.9591 | 0.598 | 23.864 | 5.259 | 0 | 0 | 1 | 4.828 | 8.0099 | 2.467 | 24.114 | 7.234 | 1 | 13.572 | 0 | 0 | 313530.81
PI690406-674.1 | PI690406-674 | PI690406-445 | 1 | 647 | Rainfall_100yr | Rainfall | 0 | 0 | 114587.63 | 4.887 | 4.1056 | 0.997 | 23.852 | 4.585 | 0 | 0 | 2 | 4.983 | 4.105 | 0.496 | 24.186 | 3.143 | 2 | 2.051 | 0 | 0 | 114589.44
PI690407-38.1 | PI690407-38 | PI6904-1315 | 1 | 647 | Rainfall_100yr | Rainfall | 0 | 0 | 69881.8 | 4.953 | 2.6748 | 0.198 | 23.748 | 2.644 | 0 | 0 | 2 | 4.875 | 2.6856 | 0.412 | 23.772 | 2.632 | 2 | 1.825 | 0 | 0 | 69881.8
PI690407-78.1 | PI690407-78 | PI690407-38 | 1 | 647 | Rainfall_100yr | Rainfall | 0 | 0 | -73629.2 | 4.88 | -3.6096 | 0.148 | 23.924 | -3.39 | 0 | 0 | 2 | 4.393 | -3.5704 | 0.289 | 23.522 | -3.464 | 2 | 1.782 | 0 | 0 | -73629.2
PI690408-102.1 | PI690408-102 | PI690408-62 | 1 | 647 | Rainfall_100yr | Rainfall | 0 | 0 | 110511.41 | 4.496 | 3.3647 | 0.462 | 23.543 | 3.245 | 0 | 0 | 2 | 4.736 | 3.3648 | 0.541 | 23.914 | 3.191 | 2 | 1.782 | 0 | 0 | 110511.41
PI690408-62.1 | PI690408-62 | PI6904-1315 | 1 | 647 | Rainfall_100yr | Rainfall | 0 | 0 | -40111.74 | 4.953 | -2.2727 | 0.512 | 23.793 | -2.148 | 0 | 0 | 2 | 4.532 | -2.2685 | 0.567 | 23.533 | -2.204 | 2 | 1.805 | 0 | 0 | -40111.74
PI6904-1315.1 | PI6904-1315 | PI6904-896 | 1 | 647 | Rainfall_100yr | Rainfall | 0 | 0 | 104320.73 | 6.468 | 3.7156 | 0.259 | 23.525 | 2.574 | 0 | 0 | 1 | 4.949 | 3.7343 | 0.878 | 23.733 | 3.404 | 1 | 4.139 | 0 | 0 | 104320.94
PI6904-1498.1 | PI6904-1498 | PI6904-1315 | 1 | 647 | Rainfall_100yr | Rainfall | 0 | 0 | 127290.38 | 4.953 | 3.7752 | 0.497 | 23.789 | 2.529 | 0 | 0 | 1 | 4.768 | 3.7793 | 0.808 | 24.264 | 2.847 | 1 | 3.822 | 0 | 0 | 127290.38
PI6904-1696.1 | PI6904-1696 | PI6904-1498 | 1 | 647 | Rainfall_100yr | Rainfall | 0 | 0 | 74043.77 | 4.783 | 2.1714 | 0.85 | 24.222 | 3.191 | 0 | 0 | 2 | 4.508 | 2.1741 | 0.724 | 24.561 | 2.8 | 2 | 1.978 | 0 | 0 | 74043.77
PI6904-1952.1 | PI6904-1952 | PI6904-1696 | 1 | 647 | Rainfall_100yr | Rainfall | 0 | 0 | 67878.55 | 4.524 | 2.1602 | 0.609 | 24.593 | 2.56 | 0 | 0 | 1 | 4.36 | 2.1618 | 0.843 | 25.518 | 3.212 | 1 | 2.304 | 0 | 0 | 67878.57
PI6904-2012.1 | PI6904-2012 | PI6904-1952 | 1 | 647 | Rainfall_100yr | Rainfall | 0 | 0 | -8755.64 | 4.394 | -3.7192 | 0.576 | 25.685 | -3.598 | 0 | 0 | 2 | 3.579 | -3.7189 | 0.607 | 25.04 | -3.795 | 2 | 1.783 | 0 | 0 | -8755.64
PI6904-2047.1 | PI6904-2047 | PI6904-2012 | 1 | 647 | Rainfall_100yr | Rainfall | 0 | 0 | 73399.87 | 3.49 | 3.6827 | 0.535 | 24.951 | 3.78 | 0 | 0 | 2 | 3.795 | 3.6828 | 0.601 | 25.338 | 3.703 | 2 | 1.782 | 0 | 0 | 73399.88
PI6904-284.1 | PI6904-284 | PI6904-30 | 1 | 647 | Rainfall_100yr | Rainfall | 0 | 0 | 886797.5 | 5.595 | 28.4275 | 1.068 | 21.115 | 9.544 | 0 | 0 | 2 | 6.354 | 28.6066 | 0.798 | 22.847 | 8.249 | 2 | 12.116 | 0 | 0 | 886809.63
PI6904-30.1 | PI6904-30 | PI6900-1162 | 1 | 647 | Rainfall_100yr | Rainfall | 0 | 0 | 920926.94 | 9.589 | 28.464 | 0.88 | 20.914 | 8.268 | 0 | 0 | 1 | 5.563 | 28.4413 | 5.159 | 23.193 | 21.461 | 1 | 84.576 | 0 | 0 | 920927.13
PI6904-749.1 | PI6904-749 | PI6904-284 | 1 | 647 | Rainfall_100yr | Rainfall | 0 | 0 | 559900.75 | 6.484 | 13.5438 | 0.755 | 22.599 | 5.411 | 0 | 0 | 2 | 6.63 | 13.5439 | 0.61 | 23.527 | 5.054 | 2 | 6.45 | 0 | 0 | 559926.31
PI6904-769.1 | PI6904-769 | PI6904-749 | 1 | 647 | Rainfall_100yr | Rainfall | 0 | 0 | 468573.38 | 6.647 | 13.4534 | 0.552 | 23.457 | 5.013 | 0 | 0 | 2 | 6.53 | 13.454 | 0.605 | 23.381 | 5.001 | 2 | 7.9 | 0 | 0 | 468574.41
PI6904-896.1 | PI6904-896 | PI6904-769 | 1 | 647 | Rainfall_100yr | Rainfall | 0 | 0 | 355064.34 | 6.53 | 9.4032 | 0.458 | 23.428 | 3.556 | 0 | 0 | 2 | 6.432 | 9.3938 | 0.539 | 23.53 | 3.53 | 2 | 6.299 | 0 | 0 | 355065.69
PI6905-222.1 | PI6905-222 | PI6900-2620 | 1 | 647 | Rainfall_100yr | Rainfall | 0 | 0 | 37157.71 | 8.775 | 3.6848 | 0.305 | 21.782 | 2.219 | 0 | 0 | 1 | 7.277 | 4.1351 | 1.025 | 21.528 | 3.229 | 1 | 4.863 | 0 | 0 | 37158.68
PI6905-266.1 | PI6905-266 | PI6905-222 | 1 | 647 | Rainfall_100yr | Rainfall | 0 | 0 | -12817.17 | 7.272 | -3.5673 | 0.224 | 21.639 | -2.923 | 0 | 0 | 2 | 6.749 | -3.5676 | 0.448 | 21.223 | -3.013 | 2 | 1.787 | 0 | 0 | -12817.16
PI6906-132.1 | PI6906-132 | PI6900-2880 | 1 | 647 | Rainfall_100yr | Rainfall | 0 | 0 | 13058.27 | 8.696 | 1.6579 | 0.154 | 22.646 | 1.286 | 0 | 0 | 1 | 8.606 | 1.6648 | 0.481 | 22.888 | 1.294 | 1 | 1.783 | 0 | 0 | 13058.78
PI6907-76.1 | PI6907-76 | PI6900-4077 | 1 | 647 | Rainfall_100yr | Rainfall | 0 | 0 | 76355.41 | 7.85 | 6.4571 | 0.686 | 24.548 | 5.53 | 0 | 0 | 2 | 9.412 | 6.468 | 0.63 | 26.261 | 4.877 | 2 | 1.781 | 0 | 0 | 76356.16
PI7000-1783.1 | PI7000-1783 | PI7000-779 | 1 | 647 | Rainfall_100yr | Rainfall | 0 | 0 | 491843.06 | 4.688 | 67.3731 | 0.224 | 24.88 | 3.524 | 0 | 0 | 0.98 | 4.884 | 67.2013 | 0.291 | 25.567 | 3.434 | 1 | 58.107 | 0 | 0 | 494175.97
PI7000-779.1 | PI7000-779 | CC0900-6429 | 1 | 647 | Rainfall_100yr | Rainfall | 0 | 0 | 720502.13 | 4.926 | 97.243 | 0.342 | 24.46 | 4.155 | 0 | 0 | 0.94 | 5.64 | 98.7078 | 0.22 | 24.833 | 3.59 | 1 | -107.315 | 0 | 0 | 723013.94
PI7100-208.1 | PI7100-208 | CC0901-356 | 1 | 647 | Rainfall_100yr | Rainfall | 0 | 0 | 119701.41 | 4.545 | 4.9668 | 0.964 | 22.815 | 2.533 | 0 | 0 | 2 | 4.608 | 4.9717 | 0.53 | 23.184 | 2.521 | 2 | 3.99 | 0 | 0 | 119792.37
PI7300-0.2 | PI7300-0 | CC0901-356 | 2 | 647 | Rainfall_100yr | Rainfall | 0 | 0 | 10038100 | 8.002 | 294.3412 | 0.151 | 22.729 | 1.876 | 0 | 0 | 0.6 | 7.904 | 297.906 | 0.162 | 22.967 | 1.963 | 1 | 1433.602 | 0 | 0 | 10042431
PI7300-249.1 | PI7300-249 | PI7300-0 | 1 | 647 | Rainfall_100yr | Rainfall | 0 | 0 | 71266.99 | 7.166 | 8.1698 | 0.077 | 23.077 | 2.885 | 0 | 0 | 2 | 7.111 | 8.1756 | 0.077 | 23.531 | 2.884 | 2 | 7.891 | 0 | 0 | 71272.91
PI7400-85.1 | PI7400-85 | CC0901-1062 | 1 | 647 | Rainfall_100yr | Rainfall | 0 | 0 | 78208.54 | 0.861 | 8.9777 | 1.518 | 24.609 | 6.935 | 0 | 0 | 0.43 | 0.861 | 8.9777 | 1.521 | 25.609 | 6.935 | 0 | 24.52 | 0 | 0 | 78208.54
PI7500-126.1 | PI7500-126 | CC0901-1113 | 1 | 647 | Rainfall_100yr | Rainfall | 0 | 0 | 240785.42 | 6.815 | 24.9405 | 0.091 | 24.468 | 4.655 | 0 | 0 | 2 | 6.936 | 24.9425 | 0.091 | 24.925 | 4.647 | 2 | 20.647 | 0 | 0 | 240884.06
PI7500-246.1 | PI7500-246 | PI7500-126 | 1 | 647 | Rainfall_100yr | Rainfall | 0 | 0 | 240890.64 | 7.058 | 24.9473 | 0.09 | 25.047 | 4.641 | 0 | 0 | 2 | 7.198 | 24.9491 | 0.09 | 25.489 | 4.633 | 2 | 20.512 | 0 | 0 | 240990.17
PI7600-36.1 | PI7600-36 | CC0901-1398 | 1 | 647 | Rainfall_100yr | Rainfall | 0 | 0 | 317273.72 | 7.28 | 10.9667 | 0.029 | 24.912 | 1.463 | 0 | 0 | 1 | 7.225 | 10.9632 | 0.031 | 24.917 | 1.463 | 1 | 33.352 | 0 | 0 | 317285.38
PI7600-428.1 | PI7600-428 | PI7600-36 | 1 | 647 | Rainfall_100yr | Rainfall | 0 | 0 | 317289.5 | 7.231 | 10.883 | 0.108 | 25.056 | 3.961 | 0 | 0 | 1 | 4.698 | 11.875 | 1.42 | 26.387 | 5.101 | 1 | 15.697 | 0 | 0 | 317332.97
PI7700-10021.1 | PI7700-10021 | PI7700-9714 | 1 | 647 | Rainfall_100yr | Rainfall | 0 | 0 | 385779.84 | 2.231 | 25.21 | 1.09 | 54.829 | 6.285 | 0 | 0 | 0.89 | 1.573 | 25.2045 | 1.366 | 57.062 | 7.819 | 1 | 36.363 | 0 | 0 | 385830.16
PI7700-10221.1 | PI7700-10221 | PI7700-10021 | 1 | 647 | Rainfall_100yr | Rainfall | 0 | 0 | 385833.44 | 1.815 | 25.2046 | 1.138 | 57.471 | 8.415 | 0 | 0 | 2 | 2.748 | 25.2052 | 1.316 | 59.783 | 7.642 | 2 | 20.056 | 0 | 0 | 385868.47
PI7700-10478.1 | PI7700-10478 | PI7700-10221 | 1 | 647 | Rainfall_100yr | Rainfall | 0 | 0 | 385871.16 | 2.902 | 25.206 | 1.083 | 59.932 | 7.619 | 0 | 0 | 2 | 4.095 | 25.3476 | 1.316 | 63.113 | 7.484 | 2 | 20.056 | 0 | 0 | 385916.16
PI7700-10545.1 | PI7700-10545 | PI7700-10567 | 1 | 647 | Rainfall_100yr | Rainfall | 0 | 0 | 202008.84 | 3.818 | 11.3876 | 0.927 | 62.734 | 4.363 | 0 | 0 | 1 | 2.999 | 11.4587 | 1.308 | 62.863 | 6.057 | 1 | 20.056 | 0 | 0 | 202030.02
PI7700-10545.2 | PI7700-10545 | PI7700-11383 | 2 | 647 | Rainfall_100yr | Rainfall | 0 | 0 | -31438.57 | 2.89 | -2.404 | 0.53 | 62.913 | -2.847 | 0 | 0 | 1 | 3.068 | -2.4039 | 0.299 | 62.889 | -2.818 | 1 | -4.277 | 0 | 0 | -31437.28
PI7700-10567.1 | PI7700-10567 | PI7700-10478 | 1 | 647 | Rainfall_100yr | Rainfall | 0 | 0 | 280474.94 | 4.243 | 18.3355 | 1.083 | 62.573 | 6.33 | 0 | 0 | 1 | 3.785 | 18.348 | 1.309 | 62.817 | 6.808 | 1 | 20.056 | 0 | 0 | 280490.56
PI7700-10687.1 | PI7700-10687 | PI7700-10545 | 1 | 647 | Rainfall_100yr | Rainfall | 0 | 0 | 169773.17 | 3.052 | 9.0616 | 0.793 | 62.89 | 3.396 | 0 | 0 | 2 | 3.149 | 9.0778 | 0.419 | 62.987 | 2.979 | 2 | 0 | 0 | 0 | 169831.92
PI7700-10687.2 | PI7700-10687 | PI7700-11525 | 2 | 647 | Rainfall_100yr | Rainfall | 0 | 0 | -1399.75 | 3.165 | -0.50273 | 0.052 | 62.955 | -0.582 | 0 | 0 | 1 | 2.314 | -0.49523 | 0.533 | 62.954 | -0.924 | 1 | 1.785 | 0 | 0 | -1399.39
PI7700-11022.1 | PI7700-11022 | PI7700-10687 | 1 | 647 | Rainfall_100yr | Rainfall | 0 | 0 | 90274.25 | 3.164 | 2.9084 | 0.475 | 63.014 | 3.448 | 0 | 0 | 2 | 3.326 | 3.0149 | 0.658 | 64.033 | 3.247 | 2 | 1.785 | 0 | 0 | 90371.2
PI7700-11227.1 | PI7700-11227 | PI7700-11022 | 1 | 647 | Rainfall_100yr | Rainfall | 0 | 0 | -9684.79 | 3.374 | -1.5717 | 0.115 | 64.082 | -2.162 | 0 | 0 | 2 | 2.231 | -1.534 | 0.308 | 63.155 | -2.375 | 2 | 0.701 | 0 | 0 | -9645.03
PI7700-11383.1 | PI7700-11383 | PI7700-11525 | 1 | 647 | Rainfall_100yr | Rainfall | 0 | 0 | -31437.19 | 3.165 | -2.4052 | 0.412 | 62.97 | -1.831 | 0 | 0 | 1 | 2.903 | -2.4046 | 0.497 | 62.908 | -1.867 | 1 | 2.425 | 0 | 0 | -31434.09
PI7700-11525.1 | PI7700-11525 | PI8011-339 | 1 | 647 | Rainfall_100yr | Rainfall | 0 | 0 | -32844.22 | 4.486 | -2.8853 | 0.53 | 63.961 | -2.776 | 0 | 0 | 2 | 3.176 | -2.8826 | 0.486 | 63.003 | -3.289 | 2 | 1.338 | 0 | 0 | -32837.4
PI7700-1376.1 | PI7700-1376 | PI7700-433 | 1 | 647 | Rainfall_100yr | Rainfall | 0 | 0 | 1905146.38 | 7.099 | 87.0212 | 0.628 | 31.17 | 6.608 | 0 | 0 | 2 | 7.988 | 87.1953 | 0.833 | 34.439 | 6.585 | 2 | 71.836 | 0 | 0 | 1905405.75
PI7700-1803.1 | PI7700-1803 | PI7700-1376 | 1 | 647 | Rainfall_100yr | Rainfall | 0 | 0 | 1751978.25 | 8.468 | 75.8148 | 0.591 | 34.587 | 5.751 | 0 | 0 | 2 | 8.128 | 75.8021 | 0.821 | 35.318 | 5.746 | 2 | 71.929 | 0 | 0 | 1752096.38
PI7700-2261.1 | PI7700-2261 | PI7700-1803 | 1 | 647 | Rainfall_100yr | Rainfall | 0 | 0 | 1717947.38 | 8.36 | 74.6009 | 0.592 | 35.653 | 5.644 | 0 | 0 | 1 | 7.822 | 74.5911 | 0.974 | 36.717 | 6.431 | 1 | 84.86 | 0 | 0 | 1718056.88
PI7700-2708.1 | PI7700-2708 | PI7700-2261 | 1 | 647 | Rainfall_100yr | Rainfall | 0 | 0 | 1705878.75 | 7.893 | 74.299 | 0.87 | 36.778 | 6.064 | 0 | 0 | 1 | 7.359 | 74.2878 | 0.982 | 37.821 | 6.983 | 1 | 84.86 | 0 | 0 | 1705984
PI7700-3152.1 | PI7700-3152 | PI7700-2708 | 1 | 647 | Rainfall_100yr | Rainfall | 0 | 0 | 1654733.88 | 7.431 | 71.5798 | 0.861 | 37.833 | 6.332 | 0 | 0 | 1 | 6.776 | 71.5675 | 0.982 | 38.752 | 7.158 | 1 | 84.86 | 0 | 0 | 1654838
PI7700-3480.1 | PI7700-3480 | PI7700-3152 | 1 | 647 | Rainfall_100yr | Rainfall | 0 | 0 | 1654842 | 6.842 | 71.561 | 0.879 | 38.818 | 6.753 | 0 | 0 | 1 | 6.4 | 71.552 | 0.98 | 39.528 | 7.289 | 1 | 84.86 | 0 | 0 | 1654919
PI7700-3575.1 | PI7700-3575 | PI7700-3480 | 1 | 647 | Rainfall_100yr | Rainfall | 0 | 0 | 1654923.38 | 6.7 | 71.5487 | 0.625 | 39.829 | 5.822 | 0 | 0 | 1 | 6.575 | 71.5502 | 0.859 | 40.036 | 6.096 | 1 | 84.86 | 0 | 0 | 1654946.25
PI7700-3842.1 | PI7700-3842 | PI7700-3575 | 1 | 647 | Rainfall_100yr | Rainfall | 0 | 0 | 1641701.38 | 6.806 | 80.4335 | 0.638 | 40.438 | 6.099 | 0 | 0 | 1 | 6.706 | 80.432 | 0.947 | 41.273 | 6.101 | 1 | 84.86 | 0 | 0 | 1641764.5
PI7700-3895.1 | PI7700-3895 | PI7700-3842 | 1 | 647 | Rainfall_100yr | Rainfall | 0 | 0 | 1621390.13 | 6.803 | 78.6876 | 0.847 | 41.338 | 5.967 | 0 | 0 | 1 | 6.775 | 78.6399 | 0.908 | 41.495 | 5.964 | 1 | 84.86 | 0 | 0 | 1621402.75
PI7700-4166.1 | PI7700-4166 | PI7700-3895 | 1 | 647 | Rainfall_100yr | Rainfall | 0 | 0 | 1589291.38 | 6.867 | 77.1817 | 0.813 | 41.574 | 5.85 | 0 | 0 | 1 | 6.707 | 77.1835 | 0.971 | 42.363 | 6.517 | 1 | 84.86 | 0 | 0 | 1589354.88
PI7700-4239.1 | PI7700-4239 | PI7700-4166 | 1 | 647 | Rainfall_100yr | Rainfall | 0 | 0 | 1529725.75 | 6.861 | 68.1022 | 0.793 | 42.38 | 5.822 | 0 | 0 | 1 | 6.764 | 68.1056 | 0.897 | 42.539 | 6.088 | 1 | 84.86 | 0 | 0 | 1529742.75
PI7700-433.1 | PI7700-433 | PI7700-98 | 1 | 647 | Rainfall_100yr | Rainfall | 0 | 0 | 1905092.38 | 7.05 | 86.8684 | 0.429 | 29.57 | 6.603 | 0 | 0 | 1 | 6.635 | 86.9291 | 1.008 | 30.705 | 6.618 | 1 | 97.404 | 0 | 0 | 1905142.5
PI7700-4519.1 | PI7700-4519 | PI7700-4239 | 1 | 647 | Rainfall_100yr | Rainfall | 0 | 0 | 1473151.13 | 6.839 | 62.8219 | 0.788 | 42.564 | 5.523 | 0 | 0 | 1 | 6.392 | 62.8315 | 0.97 | 43.096 | 6.534 | 1 | 84.86 | 0 | 0 | 1473213.38
PI7700-4822.1 | PI7700-4822 | PI7700-4519 | 1 | 647 | Rainfall_100yr | Rainfall | 0 | 0 | 1428438 | 6.451 | 60.9215 | 0.85 | 43.135 | 5.945 | 0 | 0 | 1 | 5.937 | 60.9343 | 0.976 | 43.679 | 6.834 | 1 | 84.86 | 0 | 0 | 1428505.13
PI7700-53.1 | PI7700-53 | CC0901-3175 | 1 | 647 | Rainfall_100yr | Rainfall | 0 | 0 | 5932092.5 | 9.46 | 170.1515 | 0.367 | 28.488 | 10.141 | 0 | 0 | 1 | 5.826 | 170.1542 | 3.775 | 28.979 | 18.075 | 1 | 542.07 | 0 | 0 | 5932108.5
PI7700-5454.1 | PI7700-5454 | PI7700-4822 | 1 | 647 | Rainfall_100yr | Rainfall | 0 | 0 | 1346187.38 | 6.102 | 56.9698 | 0.694 | 43.768 | 5.413 | 0 | 0 | 1 | 5.399 | 57.8797 | 0.831 | 44.645 | 6.245 | 1 | 71.732 | 0 | 0 | 1346349.38
PI7700-5971.1 | PI7700-5971 | PI7700-5454 | 1 | 647 | Rainfall_100yr | Rainfall | 0 | 0 | 1185870.63 | 5.443 | 48.9883 | 0.708 | 44.609 | 5.221 | 0 | 0 | 1 | 4.647 | 50.5644 | 0.83 | 45.105 | 5.944 | 1 | 71.759 | 0 | 0 | 1186003.63
PI7700-6450.1 | PI7700-6450 | PI7700-5971 | 1 | 647 | Rainfall_100yr | Rainfall | 0 | 0 | 1186008.13 | 4.78 | 50.5772 | 0.597 | 45.238 | 5.04 | 0 | 0 | 1 | 5.583 | 50.611 | 0.322 | 45.259 | 4.105 | 1 | -231.694 | 0 | 0 | 1186051.88
PI7700-6606.1 | PI7700-6606 | PI7700-6450 | 1 | 647 | Rainfall_100yr | Rainfall | 0 | 0 | 1186850.25 | 5.627 | 50.6252 | 0.321 | 45.523 | 5.87 | 0 | 0 | 1 | 5.278 | 50.6306 | 0.669 | 45.959 | 5.882 | 1 | 59.618 | 0 | 0 | 1187104.38
PI7700-6860.1 | PI7700-6860 | PI7700-6606 | 1 | 647 | Rainfall_100yr | Rainfall | 0 | 0 | 1187113.13 | 5.346 | 50.6424 | 0.656 | 46.027 | 5.877 | 0 | 0 | 1 | 4.997 | 50.6566 | 1.075 | 46.463 | 5.908 | 1 | 59.618 | 0 | 0 | 1187157.38
PI7700-7099.1 | PI7700-7099 | PI7700-6860 | 1 | 647 | Rainfall_100yr | Rainfall | 0 | 0 | 971406 | 5.066 | 40.2571 | 0.817 | 46.392 | 4.698 | 0 | 0 | 1 | 4.272 | 40.3708 | 1.148 | 46.847 | 6.501 | 1 | 59.618 | 0 | 0 | 971451.31
PI7700-7323.1 | PI7700-7323 | PI7700-7099 | 1 | 647 | Rainfall_100yr | Rainfall | 0 | 0 | 971455.31 | 4.488 | 40.3809 | 0.654 | 47.159 | 5.519 | 0 | 0 | 1 | 3.968 | 40.4474 | 1.126 | 47.81 | 6.523 | 1 | 48.159 | 0 | 0 | 971500.25
PI7700-7335.1 | PI7700-7335 | PI8000-2131 | 1 | 647 | Rainfall_100yr | Rainfall | 0 | 0 | 11899.24 | 6.032 | 2.3877 | 0.405 | 50.052 | 2.236 | 0 | 0 | 1 | 5.944 | 2.3991 | 0.676 | 50.052 | 2.249 | 1 | 2.73 | 0 | 0 | 11899.48
PI7700-7624.1 | PI7700-7624 | PI7700-7323 | 1 | 647 | Rainfall_100yr | Rainfall | 0 | 0 | 971504.13 | 4.241 | 40.4568 | 0.643 | 48.081 | 5.522 | 0 | 0 | 1 | 3.542 | 40.6148 | 1.14 | 48.955 | 6.828 | 1 | 48.159 | 0 | 0 | 971564.5
PI7700-8021.1 | PI7700-8021 | PI7700-7624 | 1 | 647 | Rainfall_100yr | Rainfall | 0 | 0 | 923341.19 | 3.608 | 34.7731 | 0.957 | 48.985 | 5.948 | 0 | 0 | 2 | 3.899 | 34.6194 | 0.694 | 50.017 | 5.031 | 2 | 28.859 | 0 | 0 | 923461.38
PI7700-8427.1 | PI7700-8427 | PI7700-8021 | 1 | 647 | Rainfall_100yr | Rainfall | 0 | 0 | 734252.06 | 3.967 | 24.8616 | 0.588 | 49.901 | 3.745 | 0 | 0 | 1 | 3.422 | 25.6996 | 0.788 | 50.367 | 4.631 | 1 | 33.298 | 0 | 0 | 734365.81
PI7700-8756.1 | PI7700-8756 | PI7700-8427 | 1 | 647 | Rainfall_100yr | Rainfall | 0 | 0 | 734370.5 | 3.531 | 25.7349 | 0.584 | 50.476 | 4.139 | 0 | 0 | 1 | 2.332 | 26.7276 | 1.096 | 50.948 | 6.246 | 1 | 46.352 | 0 | 0 | 734440.38
PI7700-8992.1 | PI7700-8992 | PI7700-8756 | 1 | 647 | Rainfall_100yr | Rainfall | 0 | 0 | 734443.63 | 2.37 | 26.7407 | 0.956 | 50.979 | 5.822 | 0 | 0 | 0.79 | 1.851 | 26.9667 | 0.974 | 51.657 | 6.16 | 1 | 40.98 | 0 | 0 | 734496.94
PI7700-9018.1 | PI7700-9018 | PI8000-3602 | 1 | 647 | Rainfall_100yr | Rainfall | 0 | 0 | -159400.61 | 2.632 | -9.8091 | 0.855 | 52.553 | -3.854 | 0 | 0 | 1 | 2.959 | -9.8089 | 0.438 | 51.686 | -3.822 | 1 | -11.578 | 0 | 0 | -159239.25
PI7700-9018.2 | PI7700-9018 | PI7700-8992 | 2 | 647 | Rainfall_100yr | Rainfall | 0 | 0 | 713905.31 | 1.915 | 23.2081 | 0.894 | 51.676 | 6.27 | 0 | 0 | 1 | 3.255 | 23.2072 | 0.16 | 51.553 | 4.532 | 1 | -90.807 | 0 | 0 | 713950.25
PI7700-9353.1 | PI7700-9353 | PI7700-9018 | 1 | 647 | Rainfall_100yr | Rainfall | 0 | 0 | 428048.56 | 3.402 | 26.2653 | 0.102 | 51.743 | 5.119 | 0 | 0 | 1 | 2.454 | 26.2616 | 1.112 | 53.157 | 5.498 | 1 | 33.667 | 0 | 0 | 428441.03
PI7700-9541.1 | PI7700-9541 | PI7700-9353 | 1 | 647 | Rainfall_100yr | Rainfall | 0 | 0 | 394400 | 2.529 | 25.5855 | 0.934 | 53.196 | 5.197 | 0 | 0 | 2 | 2.752 | 25.5813 | 0.811 | 53.922 | 5.033 | 2 | 21.604 | 0 | 0 | 394446.5
PI7700-9714.1 | PI7700-9714 | PI7700-9541 | 1 | 647 | Rainfall_100yr | Rainfall | 0 | 0 | 394450.25 | 2.819 | 25.5806 | 0.751 | 53.987 | 5.019 | 0 | 0 | 1 | 2.145 | 25.5759 | 1.359 | 54.789 | 7.012 | 1 | 36.363 | 0 | 0 | 394479.91
PI7700-98.1 | PI7700-98 | PI7700-53 | 1 | 647 | Rainfall_100yr | Rainfall | 0 | 0 | 2017298.63 | 6.345 | 101.9816 | 0.473 | 28.78 | 7.763 | 0 | 0 | 1 | 6.204 | 101.9863 | 0.591 | 28.995 | 7.768 | 1 | 127.924 | 0 | 0 | 2017305.38
PI7701-595.1 | PI7701-595 | PI7700-53 | 1 | 647 | Rainfall_100yr | Rainfall | 0 | 0 | 260809.86 | 6.345 | 34.5942 | 0.072 | 27.97 | 2.086 | 0 | 0 | 1 | 1.388 | 35.2506 | 1.659 | 30.011 | 8.687 | 1 | 196.446 | 0 | 0 | 260837.42
PI7701-660.1 | PI7701-660 | PI7701-595 | 1 | 647 | Rainfall_100yr | Rainfall | 0 | 0 | 260782.94 | 1.709 | 35.1421 | 1.026 | 29.834 | 6.358 | 0 | 0 | 0.38 | 1.512 | 35.1531 | 1.344 | 30.384 | 7.499 | 0 | 173.534 | 0 | 0 | 260782.94
PI7701-807.1 | PI7701-807 | PI7701-660 | 1 | 647 | Rainfall_100yr | Rainfall | 0 | 0 | 260782.94 | 1.765 | 35.1538 | 0.967 | 30.339 | 6.076 | 0 | 0 | 0.39 | 1.371 | 35.163 | 1.527 | 32.015 | 8.58 | 0 | 198.345 | 0 | 0 | 260782.94
PI7701-860.1 | PI7701-860 | PI7701-807 | 1 | 647 | Rainfall_100yr | Rainfall | 0 | 0 | 81303.5 | 1.297 | 6.894 | 1.465 | 32.653 | 9.259 | 0 | 0 | 2 | 2.389 | 6.8947 | 1.312 | 34.264 | 7.668 | 2 | 3.734 | 0 | 0 | 81303.52
PI7702-47.1 | PI7702-47 | PI7700-3575 | 1 | 647 | Rainfall_100yr | Rainfall | 0 | 0 | 9440.36 | 6.806 | 2.2874 | 0.092 | 39.905 | 2.02 | 0 | 0 | 1 | 5.76 | 2.2858 | 0.727 | 39.801 | 2.107 | 1 | 5.045 | 0 | 0 | 9441.44
PI7703-18.1 | PI7703-18 | PI7700-4166 | 1 | 647 | Rainfall_100yr | Rainfall | 0 | 0 | 23825.33 | 6.861 | 2.9071 | 0.108 | 42.011 | 1.337 | 0 | 0 | 1 | 6.811 | 2.9075 | 0.164 | 42.024 | 1.339 | 1 | 6.206 | 0 | 0 | 23829.09
PI7703-526.1 | PI7703-526 | PI7703-18 | 1 | 647 | Rainfall_100yr | Rainfall | 0 | 0 | 23831.39 | 6.816 | 2.9107 | 0.062 | 42.029 | 1.341 | 0 | 0 | 1 | 3.734 | 2.926 | 1.144 | 42.415 | 3.615 | 1 | 8.675 | 0 | 0 | 23834.46
PI7703-577.1 | PI7703-577 | PI7703-526 | 1 | 647 | Rainfall_100yr | Rainfall | 0 | 0 | 23834.46 | 3.739 | 2.933 | 0.988 | 42.421 | 3.257 | 0 | 0 | 1 | 3.427 | 2.9349 | 1.153 | 42.461 | 3.678 | 1 | 8.675 | 0 | 0 | 23834.51
PI7704-21.1 | PI7704-21 | PI7700-4239 | 1 | 647 | Rainfall_100yr | Rainfall | 0 | 0 | 24884.33 | 6.839 | 3.1093 | 0.161 | 42.239 | 3.401 | 0 | 0 | 1 | 6.28 | 3.1117 | 1.118 | 42.309 | 3.448 | 1 | 3.775 | 0 | 0 | 24884.95
PI7705-30.1 | PI7705-30 | PI7700-4239 | 1 | 647 | Rainfall_100yr | Rainfall | 0 | 0 | 22238.91 | 6.839 | 2.7797 | 0.143 | 42.251 | 3.029 | 0 | 0 | 1 | 6.351 | 2.7813 | 0.929 | 42.393 | 3.056 | 1 | 3.154 | 0 | 0 | 22239.81
PI7706-47.1 | PI7706-47 | PI7700-4519 | 1 | 647 | Rainfall_100yr | Rainfall | 0 | 0 | 23621.51 | 6.451 | 1.8078 | 0.399 | 42.849 | 5.203 | 0 | 0 | 2 | 7.306 | 1.8158 | 1.099 | 44.348 | 2.908 | 2 | 0.659 | 0 | 0 | 23622.52
PI7707-60.1 | PI7707-60 | PI7700-4519 | 1 | 647 | Rainfall_100yr | Rainfall | 0 | 0 | 21162.04 | 6.451 | 1.5645 | 0.353 | 42.834 | 4.575 | 0 | 0 | 2 | 7.024 | 1.5733 | 1.001 | 44.052 | 2.596 | 2 | 0.582 | 0 | 0 | 21163.32
PI7708-50.1 | PI7708-50 | PI7700-4822 | 1 | 647 | Rainfall_100yr | Rainfall | 0 | 0 | 81437.27 | 6.102 | 7.9163 | 0.386 | 44.066 | 7.301 | 0 | 0 | 2 | 7.405 | 7.9319 | 1.028 | 45.914 | 6.555 | 2 | 3.871 | 0 | 0 | 81438.91
PI7709-46.1 | PI7709-46 | PI7700-5454 | 1 | 647 | Rainfall_100yr | Rainfall | 0 | 0 | 20034.56 | 5.443 | 2.1645 | 0.085 | 44.489 | 1.969 | 0 | 0 | 2 | 5.489 | 2.1638 | 0.088 | 44.656 | 1.962 | 2 | 1.811 | 0 | 0 | 20041.45
PI7710-473.1 | PI7710-473 | PI7700-5454 | 1 | 647 | Rainfall_100yr | Rainfall | 0 | 0 | 140452.83 | 5.443 | 8.4718 | 0.428 | 44.605 | 4.446 | 0 | 0 | 2 | 6.35 | 8.4885 | 0.704 | 46.682 | 4.175 | 2 | 5.246 | 0 | 0 | 140465.22
PI7710-524.1 | PI7710-524 | PI7710-473 | 1 | 647 | Rainfall_100yr | Rainfall | 0 | 0 | 140465.34 | 6.485 | 8.5012 | 0.599 | 46.943 | 5.65 | 0 | 0 | 2 | 6.948 | 8.5057 | 0.676 | 47.525 | 5.468 | 2 | 3.286 | 0 | 0 | 140465.38
PI7710-634.1 | PI7710-634 | PI7710-524 | 1 | 647 | Rainfall_100yr | Rainfall | 0 | 0 | 140465.38 | 6.998 | 8.5243 | 0.64 | 47.574 | 5.462 | 0 | 0 | 2 | 8.019 | 8.6759 | 0.696 | 48.864 | 5.156 | 2 | 3.286 | 0 | 0 | 140465.38
PI7710-675.1 | PI7710-675 | PI7710-634 | 1 | 647 | Rainfall_100yr | Rainfall | 0 | 0 | 117013.7 | 8.125 | 7.1237 | 0.668 | 48.82 | 6.352 | 0 | 0 | 1 | 6.133 | 7.1341 | 3.038 | 49.277 | 10.388 | 1 | 8.65 | 0 | 0 | 117013.7
PI7711-415.1 | PI7711-415 | PI7700-6860 | 1 | 647 | Rainfall_100yr | Rainfall | 0 | 0 | 39889.19 | 5.066 | 2.2097 | 0.167 | 46.2 | 3.116 | 0 | 0 | 2 | 5.714 | 2.24 | 0.899 | 49.007 | 2.858 | 2 | 1.582 | 0 | 0 | 39894.1
PI7711-442.1 | PI7711-442 | PI7711-415 | 1 | 647 | Rainfall_100yr | Rainfall | 0 | 0 | 17660.8 | 4.136 | 1.5011 | 0.977 | 49.001 | 3.037 | 0 | 0 | 1 | 4.005 | 1.5055 | 0.958 | 49.013 | 2.955 | 1 | 2.573 | 0 | 0 | 17660.81
PI7712-20.1 | PI7712-20 | PI7700-6860 | 1 | 647 | Rainfall_100yr | Rainfall | 0 | 0 | 175868.11 | 5.066 | 8.4237 | 0.99 | 47.148 | 11.824 | 0 | 0 | 2 | 7.157 | 8.4258 | 0.935 | 49.204 | 9.021 | 2 | 1.582 | 0 | 0 | 175870.31
PI7712-20.2 | PI7712-20 | PI8000-1386 | 2 | 647 | Rainfall_100yr | Rainfall | 0 | 0 | 335714.78 | 7.116 | 14.9086 | 0.727 | 48.13 | 4.35 | 0 | 0 | 1 | 6.696 | 15.1781 | 0.889 | 48.611 | 4.938 | 1 | 18.217 | 0 | 0 | 335714.81
PI7713-152.1 | PI7713-152 | PI7700-7335 | 1 | 647 | Rainfall_100yr | Rainfall | 0 | 0 | 11899.52 | 5.944 | 2.525 | 0.642 | 50.052 | 2.367 | 0 | 0 | 1 | 5.065 | 2.6537 | 0.985 | 50.068 | 2.873 | 1 | 2.73 | 0 | 0 | 11899.54
PI7714-20.1 | PI7714-20 | PI7700-7624 | 1 | 647 | Rainfall_100yr | Rainfall | 0 | 0 | 40723.79 | 3.655 | 8.5929 | 0.548 | 49.096 | 9.321 | 0 | 0 | 2 | 3.489 | 8.5954 | 1.335 | 50.163 | 8.877 | 2 | 5.601 | 0 | 0 | 40724.66
PI7715-1154.1 | PI7715-1154 | PI7715-609 | 1 | 647 | Rainfall_100yr | Rainfall | 0 | 0 | 44796.95 | 4.207 | 2.5889 | 0.846 | 53.05 | 3.27 | 0 | 0 | 2 | 3.976 | 2.6647 | 0.613 | 54.02 | 2.75 | 2 | 1.675 | 0 | 0 | 44797.26
PI7715-515.1 | PI7715-515 | PI7700-8021 | 1 | 647 | Rainfall_100yr | Rainfall | 0 | 0 | 134121.67 | 3.967 | 7.5277 | 0.577 | 49.905 | 3.929 | 0 | 0 | 2 | 5.048 | 7.5173 | 0.607 | 52.164 | 3.668 | 2 | 4.545 | 0 | 0 | 134141.61
PI7715-609.1 | PI7715-609 | PI7715-515 | 1 | 647 | Rainfall_100yr | Rainfall | 0 | 0 | 78035.37 | 5.094 | 5.7112 | 0.724 | 52.078 | 5.927 | 0 | 0 | 2 | 4.138 | 5.7172 | 1.77 | 53.385 | 6.559 | 2 | 5.04 | 0 | 0 | 78035.37
PI7716-213.1 | PI7716-213 | PI7700-8992 | 1 | 647 | Rainfall_100yr | Rainfall | 0 | 0 | 18380.42 | 1.915 | 4.0321 | 0.292 | 51.195 | 0.86 | 0 | 0 | 0.64 | 0.955 | 4.2315 | 0.537 | 51.314 | 2.261 | 1 | 45.888 | 0 | 0 | 18385.31
PI7717-63.1 | PI7717-63 | PI7700-10687 | 1 | 647 | Rainfall_100yr | Rainfall | 0 | 0 | 78164.75 | 3.164 | 5.8205 | 0.323 | 63.209 | 6.68 | 0 | 0 | 2 | 3.811 | 5.8211 | 0.531 | 64.12 | 5.937 | 2 | 1.795 | 0 | 0 | 78181.39
PI7800-10303.1 | PI7800-10303 | PI7800-9775 | 1 | 647 | Rainfall_100yr | Rainfall | 0 | 0 | 106579.23 | 4.581 | 3.3319 | 0.63 | 51.14 | 2.718 | 0 | 0 | 1 | 3.581 | 3.3172 | 0.731 | 51.652 | 3.036 | 1 | 3.444 | 0 | 0 | 106587.62
PI7800-10387.1 | PI7800-10387 | PI7800-10303 | 1 | 647 | Rainfall_100yr | Rainfall | 0 | 0 | 104640.22 | 3.587 | 3.3239 | 0.687 | 51.654 | 2.944 | 0 | 0 | 1 | 3.432 | 3.325 | 0.728 | 51.739 | 3.017 | 1 | 3.444 | 0 | 0 | 104641.54
PI7800-1054.1 | PI7800-1054 | PI7800-861 | 1 | 647 | Rainfall_100yr | Rainfall | 0 | 0 | 2799108 | 9.889 | 81.7683 | 0.182 | 28.596 | 4.874 | 0 | 0 | 2 | 9.986 | 81.7806 | 0.201 | 28.883 | 4.872 | 2 | 62.857 | 0 | 0 | 2799218.25
PI7800-10569.1 | PI7800-10569 | PI7800-10387 | 1 | 647 | Rainfall_100yr | Rainfall | 0 | 0 | 88441.12 | 3.437 | 3.1816 | 0.623 | 51.726 | 2.799 | 0 | 0 | 1 | 3.005 | 3.1794 | 0.729 | 51.813 | 2.994 | 1 | 3.444 | 0 | 0 | 88443.97
PI7800-10835.1 | PI7800-10835 | PI7800-10569 | 1 | 647 | Rainfall_100yr | Rainfall | 0 | 0 | 88444.23 | 3.007 | 3.1874 | 0.686 | 51.816 | 2.908 | 0 | 0 | 1 | 2.38 | 3.1919 | 0.73 | 51.945 | 3.054 | 1 | 3.444 | 0 | 0 | 88448.38
PI7800-10997.1 | PI7800-10997 | PI7800-10835 | 1 | 647 | Rainfall_100yr | Rainfall | 0 | 0 | 28517.19 | 2.393 | 2.0477 | 0.442 | 51.944 | 1.961 | 0 | 0 | 1 | 1.964 | 2.0343 | 0.704 | 51.975 | 2.643 | 1 | 3.444 | 0 | 0 | 28519.7
PI7800-11095.1 | PI7800-11095 | PI7800-10997 | 1 | 647 | Rainfall_100yr | Rainfall | 0 | 0 | 8384.79 | 1.964 | 2.0356 | 0.681 | 52.035 | 3.013 | 0 | 0 | 2 | 1.605 | 2.1402 | 0.455 | 51.771 | 2.611 | 2 | 1.094 | 0 | 0 | 8389.67
PI7800-1124.1 | PI7800-1124 | PI7800-1054 | 1 | 647 | Rainfall_100yr | Rainfall | 0 | 0 | 2799223.5 | 10.042 | 81.8174 | 0.2 | 28.938 | 4.873 | 0 | 0 | 2 | 10.083 | 81.8223 | 0.208 | 29.059 | 4.873 | 2 | 62.984 | 0 | 0 | 2799269
PI7800-11374.1 | PI7800-11374 | PI7800-11095 | 1 | 647 | Rainfall_100yr | Rainfall | 0 | 0 | 56587.77 | 1.585 | 1.9852 | 0.433 | 51.766 | 2.343 | 0 | 0 | 1 | 1.468 | 1.9848 | 0.772 | 52.631 | 2.606 | 1 | 2.11 | 0 | 0 | 56596.96
PI7800-11578.1 | PI7800-11578 | PI7800-11374 | 1 | 647 | Rainfall_100yr | Rainfall | 0 | 0 | 61125.79 | 1.483 | 2.6738 | 0.72 | 52.701 | 3.176 | 0 | 0 | 2 | 2.066 | 2.6738 | 0.695 | 53.868 | 3.035 | 2 | 1.899 | 0 | 0 | 61128.94
PI7800-11982.1 | PI7800-11982 | PI7800-11578 | 1 | 647 | Rainfall_100yr | Rainfall | 0 | 0 | 38635.73 | 2.154 | 2.3824 | 0.492 | 53.905 | 2.707 | 0 | 0 | 2 | 2.78 | 2.4658 | 0.696 | 55.694 | 2.658 | 2 | 1.899 | 0 | 0 | 38641.91
PI7800-12051.1 | PI7800-12051 | PI7800-11982 | 1 | 647 | Rainfall_100yr | Rainfall | 0 | 0 | 28231.03 | 2.799 | 2.358 | 0.657 | 55.644 | 2.616 | 0 | 0 | 2 | 2.683 | 2.3607 | 0.692 | 55.738 | 2.598 | 2 | 1.899 | 0 | 0 | 28231.16
PI7800-1335.1 | PI7800-1335 | PI7800-1124 | 1 | 647 | Rainfall_100yr | Rainfall | 0 | 0 | 2759037.75 | 10.138 | 79.9326 | 0.204 | 29.085 | 4.761 | 0 | 0 | 2 | 10.238 | 79.9484 | 0.232 | 29.439 | 4.759 | 2 | 61.807 | 0 | 0 | 2759177
PI7800-144.1 | PI7800-144 | PI7800-76 | 1 | 647 | Rainfall_100yr | Rainfall | 0 | 0 | 3223310.5 | 9.161 | 94.4594 | 0.133 | 27.207 | 5.644 | 0 | 0 | 2 | 9.241 | 94.462 | 0.138 | 27.357 | 5.642 | 2 | 62.192 | 0 | 0 | 3223352
PI7800-1454.1 | PI7800-1454 | PI7800-1335 | 1 | 647 | Rainfall_100yr | Rainfall | 0 | 0 | 2686146.75 | 10.288 | 75.1289 | 0.225 | 29.418 | 4.48 | 0 | 0 | 2 | 10.296 | 75.1324 | 0.236 | 29.518 | 4.48 | 2 | 63.255 | 0 | 0 | 2686195.25
PI7800-167.1 | PI7800-167 | PI7800-144 | 1 | 647 | Rainfall_100yr | Rainfall | 0 | 0 | 3223357.25 | 9.46 | 94.4817 | 0.068 | 27.234 | 2.819 | 0 | 0 | 2 | 9.447 | 94.4838 | 0.069 | 27.251 | 2.82 | 2 | 61.18 | 0 | 0 | 3223394
PI7800-1870.1 | PI7800-1870 | PI7800-1454 | 1 | 647 | Rainfall_100yr | Rainfall | 0 | 0 | 2686200.5 | 10.337 | 75.156 | 0.235 | 29.559 | 4.48 | 0 | 0 | 2 | 10.405 | 75.1728 | 0.34 | 30.037 | 4.478 | 2 | 61.594 | 0 | 0 | 2686422.5
PI7800-1942.1 | PI7800-1942 | PI7800-1870 | 1 | 647 | Rainfall_100yr | Rainfall | 0 | 0 | 1058035.5 | 10.466 | 33.8623 | 0.1 | 29.915 | 2.906 | 0 | 0 | 1 | 10.422 | 33.8659 | 0.116 | 29.952 | 2.905 | 1 | 34.068 | 0 | 0 | 1058098.38
PI7800-1987.1 | PI7800-1987 | PI7800-1870 | 1 | 647 | Rainfall_100yr | Rainfall | 0 | 0 | 1628392.38 | 10.466 | 44.8379 | 0.133 | 30.066 | 3.799 | 0 | 0 | 2 | 10.544 | 44.8375 | 0.162 | 30.274 | 3.797 | 2 | 34.387 | 0 | 0 | 1628492
PI7800-1987.2 | PI7800-1987 | PI7800-1942 | 2 | 647 | Rainfall_100yr | Rainfall | 0 | 0 | 352079.41 | 5.172 | 24.2292 | 0.559 | 30.115 | 3.846 | 0 | 0 | 1 | 5.12 | 24.2289 | 0.73 | 30.223 | 3.847 | 1 | 28.434 | 0 | 0 | 352079.41
PI7800-2017.1 | PI7800-2017 | PI7800-1987 | 1 | 647 | Rainfall_100yr | Rainfall | 0 | 0 | 1909684.25 | 11.536 | 62.9778 | 0.115 | 30.327 | 4.681 | 0 | 0 | 1 | 6.673 | 62.9852 | 2.948 | 30.485 | 13.098 | 1 | 329.9 | 0 | 0 | 1909699.38
PI7800-2601.1 | PI7800-2601 | PI7800-2017 | 1 | 647 | Rainfall_100yr | Rainfall | 0 | 0 | 837642.19 | 6.729 | 29.2747 | 0.784 | 30.633 | 4.579 | 0 | 0 | 2 | 7.014 | 29.2661 | 0.783 | 32.377 | 4.602 | 2 | 26.453 | 0 | 0 | 837686.81
PI7800-3154.1 | PI7800-3154 | PI7800-2601 | 1 | 647 | Rainfall_100yr | Rainfall | 0 | 0 | 830976.81 | 7.067 | 30.6687 | 0.809 | 32.469 | 4.771 | 0 | 0 | 2 | 7.557 | 30.6716 | 0.782 | 34.336 | 4.751 | 2 | 26.421 | 0 | 0 | 830996.81
PI7800-3190.1 | PI7800-3190 | PI7800-3154 | 1 | 647 | Rainfall_100yr | Rainfall | 0 | 0 | 830997.38 | 7.616 | 30.6728 | 0.734 | 34.395 | 4.745 | 0 | 0 | 2 | 7.648 | 30.6729 | 0.761 | 34.517 | 4.743 | 2 | 26.421 | 0 | 0 | 830998.69
PI7800-3395.1 | PI7800-3395 | PI7800-3190 | 1 | 647 | Rainfall_100yr | Rainfall | 0 | 0 | 817933 | 7.708 | 29.5057 | 0.705 | 34.546 | 4.561 | 0 | 0 | 2 | 7.806 | 29.5076 | 0.793 | 35.181 | 4.755 | 2 | 27.055 | 0 | 0 | 817940.19
PI7800-3603.1 | PI7800-3603 | PI7800-3395 | 1 | 647 | Rainfall_100yr | Rainfall | 0 | 0 | 805922.69 | 7.86 | 28.3992 | 0.728 | 35.212 | 4.512 | 0 | 0 | 2 | 7.915 | 28.3985 | 0.796 | 35.81 | 4.799 | 2 | 27.055 | 0 | 0 | 805929.88
PI7800-3603.2 | PI7800-3603 | PI7802-589 | 2 | 647 | Rainfall_100yr | Rainfall | 0 | 0 | 1023011.06 | 7.067 | 38.7459 | 0.631 | 32.532 | 5.111 | 0 | 0 | 2 | 7.972 | 38.7509 | 0.796 | 35.971 | 5.148 | 2 | 33.379 | 0 | 0 | 1023039.88
PI7800-373.1 | PI7800-373 | PI7800-167 | 1 | 647 | Rainfall_100yr | Rainfall | 0 | 0 | 3223399.25 | 9.502 | 94.5038 | 0.138 | 27.647 | 5.64 | 0 | 0 | 2 | 9.738 | 94.5102 | 0.154 | 28.083 | 5.635 | 2 | 61.73 | 0 | 0 | 3223520.5
PI7800-3948.1 | PI7800-3948 | PI7800-3603 | 1 | 647 | Rainfall_100yr | Rainfall | 0 | 0 | 1828970.5 | 8.172 | 67.0633 | 0.995 | 36.433 | 7.254 | 0 | 0 | 2 | 8.852 | 67.0616 | 0.83 | 37.973 | 6.506 | 2 | 50.349 | 0 | 0 | 1828986.5
PI7800-4020.1 | PI7800-4020 | PI7800-3948 | 1 | 647 | Rainfall_100yr | Rainfall | 0 | 0 | 1740486.13 | 8.964 | 66.0032 | 0.703 | 38.063 | 6.399 | 0 | 0 | 2 | 9.027 | 66.0039 | 0.876 | 38.375 | 6.396 | 2 | 59.179 | 0 | 0 | 1740489.13
PI7800-4089.1 | PI7800-4089 | PI7800-4020 | 1 | 647 | Rainfall_100yr | Rainfall | 0 | 0 | 1728711.88 | 9.135 | 64.6787 | 0.799 | 38.452 | 6.265 | 0 | 0 | 2 | 9.181 | 64.6779 | 0.898 | 38.736 | 6.263 | 2 | 59.179 | 0 | 0 | 1728714.63
PI7800-4282.1 | PI7800-4282 | PI7800-4089 | 1 | 647 | Rainfall_100yr | Rainfall | 0 | 0 | 1728109.13 | 9.283 | 64.4658 | 0.823 | 38.838 | 6.238 | 0 | 0 | 2 | 9.412 | 64.4642 | 0.94 | 39.634 | 6.232 | 2 | 59.179 | 0 | 0 | 1728116.88
PI7800-45.1 | PI7800-45 | CC0901-3175 | 1 | 647 | Rainfall_100yr | Rainfall | 0 | 0 | 3223259.25 | 8.681 | 94.4017 | 0.125 | 26.598 | 5.651 | 0 | 0 | 2 | 8.678 | 94.404 | 0.134 | 26.695 | 5.651 | 2 | 92.71 | 0 | 0 | 3223285.75
PI7800-4825.1 | PI7800-4825 | PI7800-4282 | 1 | 647 | Rainfall_100yr | Rainfall | 0 | 0 | 1664553.38 | 9.514 | 59.612 | 0.824 | 39.624 | 5.787 | 0 | 0 | 2 | 9.468 | 59.5966 | 0.958 | 41.459 | 6.671 | 2 | 59.179 | 0 | 0 | 1664574.5
PI7800-5225.1 | PI7800-5225 | PI7800-4825 | 1 | 647 | Rainfall_100yr | Rainfall | 0 | 0 | 1608684.75 | 9.551 | 59.8373 | 0.83 | 41.561 | 6.021 | 0 | 0 | 2 | 9.572 | 59.8321 | 0.956 | 42.967 | 6.642 | 2 | 59.179 | 0 | 0 | 1608699.5
PI7800-5263.1 | PI7800-5263 | PI7800-5225 | 1 | 647 | Rainfall_100yr | Rainfall | 0 | 0 | 1500554.25 | 9.659 | 54.2375 | 0.813 | 42.907 | 5.851 | 0 | 0 | 1 | 9.623 | 54.2369 | 0.877 | 43.003 | 5.963 | 1 | 59.179 | 0 | 0 | 1500555.63
PI7800-5315.1 | PI7800-5315 | PI7800-5263 | 1 | 647 | Rainfall_100yr | Rainfall | 0 | 0 | 1500031.13 | 9.686 | 54.1731 | 0.822 | 43.065 | 5.711 | 0 | 0 | 1 | 9.636 | 54.172 | 0.909 | 43.195 | 5.866 | 1 | 59.179 | 0 | 0 | 1500033.13
PI7800-5346.1 | PI7800-5346 | PI7800-5315 | 1 | 647 | Rainfall_100yr | Rainfall | 0 | 0 | 1412806.38 | 9.728 | 52.8863 | 0.718 | 43.28 | 5.14 | 0 | 0 | 1 | 9.697 | 52.8855 | 0.816 | 43.356 | 5.234 | 1 | 59.179 | 0 | 0 | 1412807.25
PI7800-5530.1 | PI7800-5530 | PI7800-5346 | 1 | 647 | Rainfall_100yr | Rainfall | 0 | 0 | 1412807.63 | 9.787 | 52.8747 | 0.754 | 43.446 | 5.136 | 0 | 0 | 1 | 9.607 | 52.87 | 0.922 | 43.907 | 5.68 | 1 | 59.179 | 0 | 0 | 1412811.63
PI7800-5680.1 | PI7800-5680 | PI7800-5530 | 1 | 647 | Rainfall_100yr | Rainfall | 0 | 0 | 1411724.25 | 9.669 | 52.7388 | 0.846 | 43.968 | 5.468 | 0 | 0 | 1 | 9.525 | 52.7358 | 0.938 | 44.342 | 5.974 | 1 | 59.179 | 0 | 0 | 1411727.5
PI7800-5860.1 | PI7800-5860 | PI7800-5680 | 1 | 647 | Rainfall_100yr | Rainfall | 0 | 0 | 1411511.5 | 9.586 | 52.7271 | 0.847 | 44.404 | 5.704 | 0 | 0 | 1 | 9.413 | 52.7235 | 0.945 | 44.854 | 6.222 | 1 | 59.179 | 0 | 0 | 1411515.38
PI7800-5931.1 | PI7800-5931 | PI7800-5860 | 1 | 647 | Rainfall_100yr | Rainfall | 0 | 0 | 975464.88 | 9.478 | 35.6063 | 0.848 | 44.706 | 3.933 | 0 | 0 | 1 | 7.784 | 35.6055 | 2.139 | 44.798 | 10.313 | 1 | 158.638 | 0 | 0 | 975465.31
PI7800-5967.1 | PI7800-5967 | PI7800-5931 | 1 | 647 | Rainfall_100yr | Rainfall | 0 | 0 | 933153.81 | 7.908 | 34.0757 | 1.006 | 44.87 | 5.322 | 0 | 0 | 1 | 5.969 | 34.0729 | 2.228 | 44.959 | 11.698 | 1 | 105.169 | 0 | 0 | 933154.81
PI7800-5977.1 | PI7800-5977 | PI7800-5967 | 1 | 647 | Rainfall_100yr | Rainfall | 0 | 0 | 856218.13 | 5.986 | 32.0684 | 1.422 | 44.941 | 7.628 | 0 | 0 | 1 | 5.732 | 32.0682 | 1.665 | 44.949 | 8.816 | 1 | 105.169 | 0 | 0 | 856218.13
PI7800-6369.1 | PI7800-6369 | PI7800-5977 | 1 | 647 | Rainfall_100yr | Rainfall | 0 | 0 | 710190.88 | 5.744 | 26.9493 | 0.995 | 44.909 | 5.856 | 0 | 0 | 2 | 5.388 | 26.9515 | 0.552 | 44.954 | 4.203 | 2 | 21.363 | 0 | 0 | 710222.75
PI7800-6525.1 | PI7800-6525 | PI7800-6369 | 1 | 647 | Rainfall_100yr | Rainfall | 0 | 0 | 596850.44 | 5.391 | 19.7012 | 0.472 | 44.977 | 3.272 | 0 | 0 | 1 | 5.278 | 19.529 | 0.477 | 45.025 | 3.258 | 1 | 21.363 | 0 | 0 | 596855.25
PI7800-6703.1 | PI7800-6703 | PI7800-6525 | 1 | 647 | Rainfall_100yr | Rainfall | 0 | 0 | 617496.75 | 5.285 | 20.4858 | 0.463 | 45.111 | 3.207 | 0 | 0 | 1 | 5.014 | 20.4887 | 0.731 | 45.281 | 3.782 | 1 | 33.196 | 0 | 0 | 617500.19
PI7800-7113.1 | PI7800-7113 | PI7800-6703 | 1 | 647 | Rainfall_100yr | Rainfall | 0 | 0 | 612127.94 | 5.034 | 20.5236 | 0.687 | 45.286 | 3.683 | 0 | 0 | 2 | 5.217 | 20.5354 | 0.414 | 45.629 | 3.121 | 2 | 13.172 | 0 | 0 | 612143.38
PI7800-7141.1 | PI7800-7141 | PI7800-7113 | 1 | 647 | Rainfall_100yr | Rainfall | 0 | 0 | 604131.13 | 5.234 | 20.0688 | 0.411 | 45.638 | 3.037 | 0 | 0 | 2 | 5.235 | 20.0696 | 0.426 | 45.659 | 3.035 | 2 | 17.991 | 0 | 0 | 604132.13
PI7800-7597.1 | PI7800-7597 | PI7800-7141 | 1 | 647 | Rainfall_100yr | Rainfall | 0 | 0 | 577809.63 | 5.251 | 18.0922 | 0.416 | 45.646 | 2.847 | 0 | 0 | 1 | 4.654 | 18.1003 | 0.664 | 45.89 | 3.664 | 1 | 28.617 | 0 | 0 | 577819.06
PI7800-76.1 | PI7800-76 | PI7800-45 | 1 | 647 | Rainfall_100yr | Rainfall | 0 | 0 | 3223290.75 | 8.874 | 94.4317 | 0.101 | 26.975 | 6.163 | 0 | 0 | 2 | 8.994 | 94.4345 | 0.1 | 27.124 | 6.156 | 2 | 20.424 | 0 | 0 | 3223305.25
PI7800-7719.1 | PI7800-7719 | PI7800-7597 | 1 | 647 | Rainfall_100yr | Rainfall | 0 | 0 | 559078.75 | 4.665 | 17.0418 | 0.617 | 45.884 | 3.473 | 0 | 0 | 1 | 4.741 | 16.8324 | 0.448 | 45.93 | 3.088 | 1 | -10.461 | 0 | 0 | 559085.44
PI7800-7831.1 | PI7800-7831 | PI7800-7719 | 1 | 647 | Rainfall_100yr | Rainfall | 0 | 0 | 559086.69 | 4.75 | 16.8103 | 0.437 | 45.938 | 3.049 | 0 | 0 | 1 | 4.657 | 17.0688 | 0.505 | 45.985 | 3.135 | 1 | 23.584 | 0 | 0 | 559091
PI7800-8035.1 | PI7800-8035 | PI7800-7831 | 1 | 647 | Rainfall_100yr | Rainfall | 0 | 0 | 559091.44 | 4.665 | 17.1153 | 0.496 | 45.993 | 3.093 | 0 | 0 | 1 | 4.237 | 18.797 | 0.747 | 46.076 | 3.82 | 1 | 33.353 | 0 | 0 | 559094.88
PI7800-861.1 | PI7800-861 | PI8200-0 | 1 | 647 | Rainfall_100yr | Rainfall | 0 | 0 | 2798969.25 | 9.714 | 81.7074 | 0.163 | 28.198 | 4.875 | 0 | 0 | 2 | 9.834 | 81.7242 | 0.183 | 28.54 | 4.873 | 2 | 61.772 | 0 | 0 | 2799102.75
PI7800-8622.1 | PI7800-8622 | PI7800-8035 | 1 | 647 | Rainfall_100yr | Rainfall | 0 | 0 | 470178.16 | 4.278 | 12.5461 | 0.724 | 46.233 | 5.296 | 0 | 0 | 2 | 4.579 | 12.5708 | 0.734 | 48.005 | 4.772 | 2 | 7.933 | 0 | 0 | 470191.19
PI7800-8992.1 | PI7800-8992 | PI7800-8622 | 1 | 647 | Rainfall_100yr | Rainfall | 0 | 0 | 423801.38 | 4.607 | 10.529 | 0.7 | 48.052 | 4.025 | 0 | 0 | 2 | 4.832 | 10.5337 | 0.779 | 49.329 | 3.969 | 2 | 8.446 | 0 | 0 | 423808.28
PI7800-9364.1 | PI7800-9364 | PI7800-8992 | 1 | 647 | Rainfall_100yr | Rainfall | 0 | 0 | 399976.75 | 4.863 | 11.5286 | 0.681 | 49.447 | 4.296 | 0 | 0 | 2 | 5.758 | 11.6664 | 0.777 | 51.397 | 4.244 | 2 | 8.446 | 0 | 0 | 399983.53
PI7800-9552.1 | PI7800-9552 | PI7800-9364 | 1 | 647 | Rainfall_100yr | Rainfall | 0 | 0 | 131075.17 | 5.983 | 4.3328 | 0.34 | 51.372 | 2.228 | 0 | 0 | 1 | 5.262 | 4.3435 | 0.742 | 51.196 | 2.814 | 1 | 5.6 | 0 | 0 | 131078.3
PI7800-9711.1 | PI7800-9711 | PI7800-9552 | 1 | 647 | Rainfall_100yr | Rainfall | 0 | 0 | 130918.88 | 5.257 | 4.3542 | 0.699 | 51.17 | 2.721 | 0 | 0 | 1 | 4.766 | 4.3632 | 0.754 | 51.124 | 3.144 | 1 | 5.6 | 0 | 0 | 130921.45
PI7800-9775.1 | PI7800-9775 | PI7800-9711 | 1 | 647 | Rainfall_100yr | Rainfall | 0 | 0 | 107034.52 | 4.766 | 4.0282 | 0.659 | 51.127 | 2.806 | 0 | 0 | 1 | 4.581 | 4.0319 | 0.739 | 51.122 | 3.038 | 1 | 5.6 | 0 | 0 | 107035.54
PI7802-589.1 | PI7802-589 | PI7800-2017 | 1 | 647 | Rainfall_100yr | Rainfall | 0 | 0 | 1112435.13 | 6.729 | 36.2391 | 0.981 | 30.67 | 4.802 | 0 | 0 | 2 | 6.98 | 36.2478 | 0.797 | 32.389 | 4.965 | 2 | 33.324 | 0 | 0 | 1112572.13
PI7802-589.2 | PI7802-589 | PI7800-2601 | 2 | 647 | Rainfall_100yr | Rainfall | 0 | 0 | 10406.82 | 7.067 | 1.3045 | 0.118 | 32.117 | 0.644 | 0 | 0 | 1 | 5.387 | 1.2761 | 0.628 | 32.127 | 1.717 | 1 | 5.247 | 0 | 0 | 10408.71
PI7803-1248.1 | PI7803-1248 | PI7803-928 | 1 | 647 | Rainfall_100yr | Rainfall | 0 | 0 | 132366.75 | 5.176 | 2.4663 | 0.576 | 32.506 | 2.812 | 0 | 0 | 2 | 4.669 | 2.4356 | 0.627 | 33.913 | 2.433 | 2 | 1.687 | 0 | 0 | 132607.31
PI7803-1524.1 | PI7803-1524 | PI7803-1248 | 1 | 647 | Rainfall_100yr | Rainfall | 0 | 0 | 109714.92 | 4.675 | 2.1322 | 0.577 | 33.902 | 2.371 | 0 | 0 | 2 | 3.801 | 2.1785 | 0.62 | 34.934 | 2.358 | 2 | 1.687 | 0 | 0 | 109943.36
PI7803-1773.1 | PI7803-1773 | PI7803-1524 | 1 | 647 | Rainfall_100yr | Rainfall | 0 | 0 | 83040.63 | 3.806 | 1.58 | 0.359 | 34.941 | 1.608 | 0 | 0 | 1 | 3.407 | 1.5802 | 0.618 | 36.448 | 2.177 | 1 | 1.687 | 0 | 0 | 83061.76
PI7803-678.1 | PI7803-678 | PI8200-1250 | 1 | 647 | Rainfall_100yr | Rainfall | 0 | 0 | 91711.99 | 4.762 | 4.202 | 0.585 | 31.532 | 4.091 | 0 | 0 | 2 | 4.854 | 4.2024 | 0.544 | 31.772 | 3.99 | 2 | 1.377 | 0 | 0 | 91716.83
PI7803-678.2 | PI7803-678 | PI7802-589 | 2 | 647 | Rainfall_100yr | Rainfall | 0 | 0 | 99974.8 | 7.067 | 3.8952 | 0.9 | 32.148 | 2.907 | 0 | 0 | 1 | 4.982 | 3.8602 | 0.706 | 31.756 | 2.998 | 1 | 5.247 | 0 | 0 | 100112.29
PI7803-928.1 | PI7803-928 | PI7803-678 | 1 | 647 | Rainfall_100yr | Rainfall | 0 | 0 | 182221 | 4.971 | 4.5924 | 0.997 | 31.751 | 6.095 | 0 | 0 | 2 | 5.158 | 4.7326 | 0.63 | 32.601 | 4.461 | 2 | 1.687 | 0 | 0 | 182289.75
PI780401-255.1 | PI780401-255 | PI7804-754 | 1 | 647 | Rainfall_100yr | Rainfall | 0 | 0 | 39848.8 | 6.119 | 0.84104 | 1.011 | 38.124 | 4.516 | 0 | 0 | 2 | 6.109 | 0.83998 | 0.678 | 39.114 | 1.978 | 2 | 0.351 | 0 | 0 | 39848.81
PI780402-7.1 | PI780402-7 | PI7804-1335 | 1 | 647 | Rainfall_100yr | Rainfall | 0 | 0 | 1714.57 | 4.29 | 0.47339 | 0.021 | 38.433 | 0.461 | 0 | 0 | 1 | 3.433 | 0.47339 | 0.071 | 38.437 | 0.488 | 1 | 12.104 | 0 | 0 | 1714.57
PI780403-40.1 | PI780403-40 | PI7804-1979 | 1 | 647 | Rainfall_100yr | Rainfall | 0 | 0 | 14647.2 | 4.641 | 1.5411 | 0.198 | 40.656 | 1.484 | 0 | 0 | 1 | 3.682 | 1.5431 | 1.743 | 40.699 | 3.985 | 1 | 5.635 | 0 | 0 | 14647.58
PI7804-1288.1 | PI7804-1288 | PI7804-754 | 1 | 647 | Rainfall_100yr | Rainfall | 0 | 0 | 22470.1 | 6.45 | 0.9976 | 0.158 | 38.126 | 0.865 | 0 | 0 | 1 | 4.44 | 1.001 | 0.844 | 38.39 | 2.429 | 1 | 2.323 | 0 | 0 | 22470.13
PI7804-1335.1 | PI7804-1335 | PI7804-1288 | 1 | 647 | Rainfall_100yr | Rainfall | 0 | 0 | 22992.21 | 4.444 | 1.0619 | 0.669 | 38.4 | 2.069 | 0 | 0 | 1 | 4.286 | 1.0619 | 0.829 | 38.439 | 2.429 | 1 | 2.323 | 0 | 0 | 22992.21
PI7804-1613.1 | PI7804-1613 | PI7804-1335 | 1 | 647 | Rainfall_100yr | Rainfall | 0 | 0 | 26548.69 | 4.292 | 2.0878 | 0.694 | 38.494 | 2.149 | 0 | 0 | 1 | 4.08 | 2.0879 | 0.851 | 39.467 | 2.626 | 1 | 2.323 | 0 | 0 | 26548.73
PI7804-1903.1 | PI7804-1903 | PI7804-1613 | 1 | 647 | Rainfall_100yr | Rainfall | 0 | 0 | 23335.35 | 4.113 | 1.7433 | 0.591 | 39.473 | 1.97 | 0 | 0 | 2 | 4.04 | 1.741 | 0.628 | 40.073 | 2.115 | 2 | 1.712 | 0 | 0 | 23335.39
PI7804-1929.1 | PI7804-1929 | PI7804-1903 | 1 | 647 | Rainfall_100yr | Rainfall | 0 | 0 | 25789.61 | 4.047 | 3.0204 | 0.599 | 40.176 | 2.987 | 0 | 0 | 2 | 4.178 | 3.0204 | 0.613 | 40.364 | 2.962 | 2 | 1.712 | 0 | 0 | 25789.61
PI7804-1979.1 | PI7804-1979 | PI7804-1929 | 1 | 647 | Rainfall_100yr | Rainfall | 0 | 0 | 25789.61 | 4.201 | 3.0203 | 0.587 | 40.387 | 2.958 | 0 | 0 | 2 | 4.438 | 3.0202 | 0.648 | 40.75 | 2.913 | 2 | 1.817 | 0 | 0 | 25789.62
PI7804-2269.1 | PI7804-2269 | PI7804-1979 | 1 | 647 | Rainfall_100yr | Rainfall | 0 | 0 | 10480.68 | 4.461 | 1.4987 | 0.25 | 40.666 | 1.449 | 0 | 0 | 1 | 4.262 | 1.4989 | 0.619 | 41.136 | 1.682 | 1 | 1.7 | 0 | 0 | 10480.7
PI7804-2339.1 | PI7804-2339 | PI7804-2269 | 1 | 647 | Rainfall_100yr | Rainfall | 0 | 0 | 10480.7 | 4.279 | 1.4991 | 0.544 | 41.152 | 1.543 | 0 | 0 | 1 | 4.235 | 1.4993 | 0.63 | 41.278 | 1.722 | 1 | 1.756 | 0 | 0 | 10480.7
PI7804-754.1 | PI7804-754 | PI7804-91 | 1 | 647 | Rainfall_100yr | Rainfall | 0 | 0 | 88505.58 | 8.662 | 2.3676 | 0.741 | 37.523 | 2.525 | 0 | 0 | 2 | 6.448 | 2.4093 | 0.851 | 38.129 | 3.196 | 2 | 2.323 | 0 | 0 | 88505.58
PI7804-91.1 | PI7804-91 | PI7800-3948 | 1 | 647 | Rainfall_100yr | Rainfall | 0 | 0 | 88504.13 | 8.964 | 2.357 | 0.35 | 37.438 | 2.522 | 0 | 0 | 2 | 8.66 | 2.3607 | 0.825 | 37.521 | 2.523 | 2 | 2.323 | 0 | 0 | 88505.58
PI7805-11.1 | PI7805-11 | PI7800-4020 | 1 | 647 | Rainfall_100yr | Rainfall | 0 | 0 | -1.59 | 9.849 | -0.03704 | 0.004 | 37.849 | -0.028 | 0 | 0 | 1 | 7.85 | -0.03475 | 0.007 | 37.85 | -0.029 | 1 | 15.334 | 0 | 0 | 0
PI780601-26.1 | PI780601-26 | PI7806-620 | 1 | 647 | Rainfall_100yr | Rainfall | 0 | 0 | 28511.68 | 5.634 | 1.958 | 0.489 | 40.503 | 1.772 | 0 | 0 | 1 | 5.51 | 1.96 | 0.78 | 40.52 | 1.78 | 1 | 2.623 | 0 | 0 | 28511.69
PI780602-16.1 | PI780602-16 | PI7806-620 | 1 | 647 | Rainfall_100yr | Rainfall | 0 | 0 | 44923.83 | 5.582 | 2.2195 | 0.875 | 40.531 | 2.003 | 0 | 0 | 1 | 5.532 | 2.2196 | 0.841 | 40.57 | 2.199 | 1 | 2.643 | 0 | 0 | 44923.86
PI7806-620.1 | PI7806-620 | PI7800-4825 | 1 | 647 | Rainfall_100yr | Rainfall | 0 | 0 | 55893.5 | 9.551 | 3.3829 | 0.492 | 41.06 | 3.651 | 0 | 0 | 2 | 5.644 | 3.3404 | 0.96 | 40.515 | 3.519 | 2 | 2.623 | 0 | 0 | 55896.2
PI780701-328.1 | PI780701-328 | PI7807-748 | 1 | 647 | Rainfall_100yr | Rainfall | 0 | 0 | 20965.65 | 7.187 | 0.97257 | 0.518 | 44.148 | 2.086 | 0 | 0 | 2 | 6.355 | 1.066 | 0.865 | 45.101 | 2.847 | 2 | 0.892 | 0 | 0 | 20965.69
PI780701-370.1 | PI780701-370 | PI780701-328 | 1 | 647 | Rainfall_100yr | Rainfall | 0 | 0 | 18304.54 | 6.362 | 1.0021 | 0.692 | 45.103 | 3.45 | 0 | 0 | 2 | 5.325 | 1.0162 | 1.866 | 45.334 | 5.273 | 2 | 0.978 | 0 | 0 | 18304.54
PI780702-14.1 | PI780702-14 | PI7807-1258 | 1 | 647 | Rainfall_100yr | Rainfall | 0 | 0 | -1964.05 | 4.18 | -0.50879 | 0.048 | 43.884 | -0.499 | 0 | 0 | 1 | 3.879 | -0.50879 | 0.242 | 43.883 | -0.509 | 1 | 5.217 | 0 | 0 | -1964.05
PI7807-1258.1 | PI7807-1258 | PI7807-748 | 1 | 647 | Rainfall_100yr | Rainfall | 0 | 0 | -1964.09 | 7.183 | -0.50882 | 0.066 | 44.142 | -0.54 | 0 | 0 | 1 | 4.156 | -0.5088 | 0.585 | 43.89 | -1.069 | 1 | 1.617 | 0 | 0 | -1964.05
PI7807-1308.1 | PI7807-1308 | PI7807-1258 | 1 | 647 | Rainfall_100yr | Rainfall | 0 | 0 | 0 | 4.152 | -0.15498 | 0.215 | 43.88 | -0.47 | 0 | 0 | 1 | 3.881 | -0.05579 | 0.493 | 43.881 | -0.831 | 1 | 1.617 | 0 | 0 | 0
PI7807-748.1 | PI7807-748 | PI7800-5225 | 1 | 647 | Rainfall_100yr | Rainfall | 0 | 0 | 38855.1 | 9.659 | 1.5311 | 0.239 | 42.554 | 2.065 | 0 | 0 | 2 | 7.18 | 1.6454 | 0.918 | 44.151 | 3.211 | 2 | 1.617 | 0 | 0 | 38856.28
PI7808-649.1 | PI7808-649 | PI7800-5315 | 1 | 647 | Rainfall_100yr | Rainfall | 0 | 0 | 87229.36 | 9.728 | 3.3938 | 1.058 | 42.923 | 3.738 | 0 | 0 | 1 | 3.331 | 3.4023 | 1.255 | 43.057 | 5.003 | 1 | 3.573 | 0 | 0 | 87238.27
PI7808-677.1 | PI7808-677 | PI7808-649 | 1 | 647 | Rainfall_100yr | Rainfall | 0 | 0 | -4116.1 | 3.334 | -4.2475 | 0.556 | 43.356 | -4.406 | 0 | 0 | 2 | 2.72 | -4.2476 | 0.905 | 43.006 | -4.613 | 2 | 3.573 | 0 | 0 | -4116.05
PI7809-11.1 | PI7809-11 | PI7800-5967 | 1 | 647 | Rainfall_100yr | Rainfall | 0 | 0 | 75667.48 | 5.986 | 2.9944 | 3.678 | 44.901 | -8.628 | 0 | 0 | 1 | 8.087 | 2.9995 | 0.041 | 44.902 | 1.328 | 1 | -45.948 | 0 | 0 | 75681.89
PI7809-341.1 | PI7809-341 | PI7809-11 | 1 | 647 | Rainfall_100yr | Rainfall | 0 | 0 | 74139.24 | 8.094 | 2.8519 | 0.107 | 44.915 | 2.523 | 0 | 0 | 2 | 8.152 | 2.9297 | 0.583 | 45.815 | 2.413 | 2 | 1.799 | 0 | 0 | 74420.9
PI7809-396.1 | PI7809-396 | PI7809-341 | 1 | 647 | Rainfall_100yr | Rainfall | 0 | 0 | 77195.98 | 8.158 | 2.9717 | 0.571 | 45.865 | 2.455 | 0 | 0 | 2 | 8.375 | 2.9866 | 0.691 | 46.221 | 2.438 | 2 | 1.799 | 0 | 0 | 77241.3
PI7809-649.1 | PI7809-649 | PI7809-396 | 1 | 647 | Rainfall_100yr | Rainfall | 0 | 0 | 75414.64 | 8.388 | 3.0362 | 0.695 | 46.229 | 2.483 | 0 | 0 | 2 | 8.05 | 3.1223 | 1.123 | 47.805 | 2.927 | 2 | 3.099 | 0 | 0 | 75508.88
PI7809-649.2 | PI7809-649 | PI7800-5977 | 2 | 647 | Rainfall_100yr | Rainfall | 0 | 0 | 143214.34 | 21.296 | 8.2182 | 0.072 | 44.959 | 2.76 | 0 | 0 | 1 | 8.001 | 8.3796 | 1.491 | 47.817 | 3.808 | 1 | 16.564 | 0 | 0 | 144542.16
PI7810-35.1 | PI7810-35 | PI7800-6369 | 1 | 647 | Rainfall_100yr | Rainfall | 0 | 0 | 50299.09 | 5.391 | 3.3643 | 0.307 | 44.992 | 3.275 | 0 | 0 | 2 | 5.413 | 3.3563 | 0.506 | 45.105 | 3.22 | 2 | 1.808 | 0 | 0 | 50300.59
PI7811-16.1 | PI7811-16 | PI7800-7113 | 1 | 647 | Rainfall_100yr | Rainfall | 0 | 0 | 8015.01 | 5.234 | 0.84825 | 0.161 | 45.552 | 0.78 | 0 | 0 | 1 | 5.203 | 0.84459 | 0.164 | 45.561 | 0.779 | 1 | 1.776 | 0 | 0 | 8015.94
PI7812-39.1 | PI7812-39 | PI7800-7141 | 1 | 647 | Rainfall_100yr | Rainfall | 0 | 0 | 6497.44 | 5.251 | 0.91801 | 0.037 | 45.588 | 0.849 | 0 | 0 | 1 | 5.168 | 0.91768 | 0.135 | 45.604 | 0.852 | 1 | 1.814 | 0 | 0 | 6498.87
PI7813-52.1 | PI7813-52 | PI7800-8035 | 1 | 647 | Rainfall_100yr | Rainfall | 0 | 0 | 13389.47 | 4.278 | 4.5289 | 0.489 | 46.137 | 4.907 | 0 | 0 | 2 | 3.959 | 4.5631 | 0.574 | 45.946 | 4.697 | 2 | 1.783 | 0 | 0 | 13390.64
PI7814-53.1 | PI7814-53 | PI7800-8622 | 1 | 647 | Rainfall_100yr | Rainfall | 0 | 0 | 32418.59 | 4.667 | 1.9569 | 0.082 | 47.913 | 1.867 | 0 | 0 | 1 | 4.02 | 2.2812 | 0.783 | 48.084 | 2.262 | 1 | 4.367 | 0 | 0 | 32418.78
PI7815-463.1 | PI7815-463 | PI7800-8622 | 1 | 647 | Rainfall_100yr | Rainfall | 0 | 0 | 18893.47 | 4.667 | 0.77561 | 0.113 | 47.887 | 1.311 | 0 | 0 | 2 | 5.209 | 0.7815 | 0.581 | 49.588 | 1.426 | 2 | 0.605 | 0 | 0 | 18894.71
PI7815-492.1 | PI7815-492 | PI7815-463 | 1 | 647 | Rainfall_100yr | Rainfall | 0 | 0 | 10570.83 | 5.222 | 1.6117 | 0.13 | 49.614 | 1.483 | 0 | 0 | 1 | 4.646 | 1.6373 | 0.677 | 49.681 | 1.56 | 1 | 5.278 | 0 | 0 | 10570.83
PI7816-64.1 | PI7816-64 | PI7800-8992 | 1 | 647 | Rainfall_100yr | Rainfall | 0 | 0 | 3621.57 | 4.814 | -1.1696 | 0.228 | 49.189 | -1.104 | 0 | 0 | 1 | 4.124 | -1.1696 | 0.872 | 49.14 | 1.451 | 1 | 3.554 | 0 | 0 | 3621.57
PI7817-45.1 | PI7817-45 | PI7800-8992 | 1 | 647 | Rainfall_100yr | Rainfall | 0 | 0 | -11246.15 | 4.814 | -1.9131 | 0.079 | 49.225 | -1.802 | 0 | 0 | 1 | 4.058 | -1.9116 | 0.085 | 49.113 | -1.889 | 1 | 4.272 | 0 | 0 | -11246.15
PI781801-46.1 | PI781801-46 | PI7818-457 | 1 | 647 | Rainfall_100yr | Rainfall | 0 | 0 | -275.17 | 5.557 | -0.22348 | 0.012 | 50.558 | -0.256 | 0 | 0 | 1 | 5.054 | -0.22347 | 0.022 | 50.555 | -0.266 | 1 | 2.288 | 0 | 0 | -275.17
PI7818-457.1 | PI7818-457 | PI7800-8992 | 1 | 647 | Rainfall_100yr | Rainfall | 0 | 0 | 24559.11 | 4.814 | 0.73372 | 0.153 | 49.191 | 1.233 | 0 | 0 | 2 | 5.55 | 0.74027 | 0.446 | 50.564 | 1.181 | 2 | 0.452 | 0 | 0 | 24559.1
PI781901-258.1 | PI781901-258 | PI7819-808 | 1 | 647 | Rainfall_100yr | Rainfall | 0 | 0 | 12509 | 5.627 | 3.1339 | 0.135 | 54.46 | 1.494 | 0 | 0 | 1 | 4.653 | 3.1378 | 0.829 | 54.69 | 1.791 | 1 | 7.171 | 0 | 0 | 12509.74
PI781902-23.1 | PI781902-23 | PI7818-457 | 1 | 647 | Rainfall_100yr | Rainfall | 0 | 0 | 26196.25 | 5.557 | 1.7542 | 0.328 | 50.619 | 2.01 | 0 | 0 | 1 | 5.213 | 1.7543 | 1.436 | 50.779 | 2.87 | 1 | 3.256 | 0 | 0 | 26196.25
PI781902-64.1 | PI781902-64 | PI7819-1621 | 1 | 647 | Rainfall_100yr | Rainfall | 0 | 0 | 29428.86 | 4.842 | 1.4091 | 0.141 | 56.87 | 1.325 | 0 | 0 | 1 | 4.066 | 1.4091 | 1.54 | 56.946 | 3.83 | 1 | 5.138 | 0 | 0 | 29431.59
PI781903-11.1 | PI781903-11 | PI7819-2049 | 1 | 647 | Rainfall_100yr | Rainfall | 0 | 0 | 10676.27 | 3.583 | 1.1446 | 0.926 | 58.548 | 2.021 | 0 | 0 | 1 | 3.569 | 1.1727 | 0.871 | 58.579 | 1.926 | 1 | 2.347 | 0 | 0 | 10676.28
PI7819-1195.1 | PI7819-1195 | PI7819-808 | 1 | 647 | Rainfall_100yr | Rainfall | 0 | 0 | 89229.35 | 5.552 | 2.3803 | 0.992 | 54.442 | 4.79 | 0 | 0 | 2 | 4.574 | 2.3644 | 0.822 | 55.173 | 3.131 | 2 | 1.444 | 0 | 0 | 89229.44
PI7819-162.1 | PI7819-162 | PI7800-9364 | 1 | 647 | Rainfall_100yr | Rainfall | 0 | 0 | 188331.81 | 5.983 | 6.8096 | 0.4 | 51.463 | 3.247 | 0 | 0 | 1 | 5.706 | 6.4667 | 0.909 | 51.904 | 3.171 | 1 | 6.921 | 0 | 0 | 188332.5
PI7819-1621.1 | PI7819-1621 | PI7819-1195 | 1 | 647 | Rainfall_100yr | Rainfall | 0 | 0 | 67556.98 | 4.595 | 1.7098 | 0.644 | 55.193 | 2.399 | 0 | 0 | 2 | 4.432 | 1.7018 | 0.821 | 56.88 | 2.908 | 2 | 1.444 | 0 | 0 | 67557.02
PI7819-1646.1 | PI7819-1646 | PI7819-1621 | 1 | 647 | Rainfall_100yr | Rainfall | 0 | 0 | 42338.79 | 4.44 | 1.3308 | 0.678 | 56.881 | 1.692 | 0 | 0 | 1 | 4.417 | 1.3308 | 0.767 | 56.967 | 1.924 | 1 | 1.444 | 0 | 0 | 42338.79
PI7819-2000.1 | PI7819-2000 | PI7819-1646 | 1 | 647 | Rainfall_100yr | Rainfall | 0 | 0 | 42338.79 | 4.437 | 1.3306 | 0.638 | 56.986 | 1.753 | 0 | 0 | 1 | 4.113 | 1.3314 | 0.83 | 58.201 | 2.508 | 1 | 1.444 | 0 | 0 | 42338.83
PI7819-2049.1 | PI7819-2049 | PI7819-2000 | 1 | 647 | Rainfall_100yr | Rainfall | 0 | 0 | 46325.05 | 4.12 | 1.7749 | 0.776 | 58.246 | 2.383 | 0 | 0 | 2 | 4.263 | 1.7611 | 0.825 | 58.599 | 2.514 | 2 | 1.444 | 0 | 0 | 46325.06
PI7819-2220.1 | PI7819-2220 | PI7819-2049 | 1 | 647 | Rainfall_100yr | Rainfall | 0 | 0 | 35648.79 | 4.276 | 1.3427 | 0.708 | 58.559 | 2.001 | 0 | 0 | 1 | 4.112 | 1.3421 | 0.819 | 59.157 | 2.452 | 1 | 1.444 | 0 | 0 | 35648.8
PI7819-808.1 | PI7819-808 | PI7819-162 | 1 | 647 | Rainfall_100yr | Rainfall | 0 | 0 | 139166.48 | 5.726 | 6.7031 | 0.647 | 51.948 | 3.191 | 0 | 0 | 1 | 5.525 | 6.7187 | 0.932 | 54.559 | 3.673 | 1 | 6.921 | 0 | 0 | 139166.64
PI7820-137.1 | PI7820-137 | PI7820-91 | 1 | 647 | Rainfall_100yr | Rainfall | 0 | 0 | -3226.62 | 2.899 | -1.405 | 0.899 | 50.972 | 1.879 | 0 | 0 | 1 | 1.881 | -1.4052 | 1.423 | 50.986 | 2.968 | 1 | 5.336 | 0 | 0 | -3226.62
PI7820-23.1 | PI7820-23 | PI7800-8992 | 1 | 647 | Rainfall_100yr | Rainfall | 0 | 0 | 32219.01 | 4.814 | 2.0843 | 0.369 | 49.229 | 1.966 | 0 | 0 | 1 | 4.255 | 2.0833 | 1.173 | 49.315 | 2.128 | 1 | 5.957 | 0 | 0 | 32219.01
PI7820-91.1 | PI7820-91 | PI7800-9775 | 1 | 647 | Rainfall_100yr | Rainfall | 0 | 0 | -8129.42 | 4.581 | -1.8138 | 0.211 | 51.156 | -1.736 | 0 | 0 | 1 | 2.926 | -1.8143 | 1.383 | 51.041 | 2.824 | 1 | 5.336 | 0 | 0 | -8129.42
PI7821-11.1 | PI7821-11 | PI7800-10303 | 1 | 647 | Rainfall_100yr | Rainfall | 0 | 0 | 2600.88 | 3.587 | 0.91705 | 0.043 | 51.632 | 0.936 | 0 | 0 | 1 | 2.631 | 0.93315 | 0.052 | 51.644 | 1.017 | 1 | 10.368 | 0 | 0 | 2600.88
PI7900-1280.1 | PI7900-1280 | PI7900-998 | 1 | 647 | Rainfall_100yr | Rainfall | 0 | 0 | 54900.25 | 12.758 | 4.5424 | 0.133 | 49.666 | 2.02 | 0 | 0 | 1 | 12.569 | 4.5645 | 0.648 | 50.187 | 2.03 | 1 | 5.268 | 0 | 0 | 55424.82
PI7900-1319.1 | PI7900-1319 | PI7900-1280 | 1 | 647 | Rainfall_100yr | Rainfall | 0 | 0 | 55450.1 | 12.585 | 5.5819 | 0.744 | 50.282 | 4.51 | 0 | 0 | 1 | 5.681 | 7.0228 | 5.336 | 51.123 | 14.366 | 1 | 15.716 | 0 | 0 | 55456.53
PI7900-1897.1 | PI7900-1897 | PI7900-1319 | 1 | 647 | Rainfall_100yr | Rainfall | 0 | 0 | 28384.71 | 5.843 | 2.7336 | 0.872 | 51.071 | 3.293 | 0 | 0 | 2 | 5.848 | 2.6875 | 0.652 | 52.517 | 2.435 | 2 | 1.78 | 0 | 0 | 28385.01
PI7900-998.1 | PI7900-998 | PI7809-649 | 1 | 647 | Rainfall_100yr | Rainfall | 0 | 0 | 124671.31 | 8.069 | 8.4969 | 0.968 | 47.913 | 3.866 | 0 | 0 | 1 | 12.732 | 8.6763 | 0.097 | 49.744 | 3.427 | 1 | -9.419 | 0 | 0 | 125126.98
PI790101-302.1 | PI790101-302 | PI7901-274 | 1 | 647 | Rainfall_100yr | Rainfall | 0 | 0 | 23274.57 | 7.816 | 0.81117 | 0.629 | 48.417 | 1.283 | 0 | 0 | 2 | 7.942 | 0.82489 | 0.673 | 49.545 | 1.749 | 2 | 0.696 | 0 | 0 | 23274.56
PI790101-354.1 | PI790101-354 | PI790101-302 | 1 | 647 | Rainfall_100yr | Rainfall | 0 | 0 | 23726.41 | 7.948 | 2.0644 | 0.461 | 49.574 | 1.63 | 0 | 0 | 1 | 6.727 | 2.0645 | 1.534 | 49.774 | 3.152 | 1 | 5.887 | 0 | 0 | 23726.41
PI790102-225.1 | PI790102-225 | PI7901-778 | 1 | 647 | Rainfall_100yr | Rainfall | 0 | 0 | -3487.27 | 5.687 | -0.54297 | 0.863 | 48.954 | 1.553 | 0 | 0 | 1 | 4.519 | -0.54233 | 0.6 | 48.531 | 1.136 | 1 | 0.694 | 0 | 0 | -3487.26
PI790103-32.1 | PI790103-32 | PI7901-778 | 1 | 647 | Rainfall_100yr | Rainfall | 0 | 0 | -6958.59 | 6.695 | -1.8016 | 0.069 | 48.981 | -1.521 | 0 | 0 | 1 | 5.665 | -1.8016 | 0.518 | 48.915 | -1.613 | 1 | 6.19 | 0 | 0 | -6958.59
PI790103-91.1 | PI790103-91 | PI790103-32 | 1 | 647 | Rainfall_100yr | Rainfall | 0 | 0 | 4917.27 | 5.645 | 0.70104 | 0.511 | 48.861 | 0.82 | 0 | 0 | 1 | 3.886 | 0.70108 | 0.631 | 48.894 | 1.026 | 1 | 6.19 | 0 | 0 | 4917.27
PI7901-1072.1 | PI7901-1072 | PI7901-778 | 1 | 647 | Rainfall_100yr | Rainfall | 0 | 0 | 20474.98 | 6.695 | 1.045 | 0.353 | 48.973 | 1.399 | 0 | 0 | 1 | 3.312 | 1.0433 | 1.565 | 51.232 | 3.469 | 1 | 1.67 | 0 | 0 | 20474.99
PI7901-1132.1 | PI7901-1132 | PI7901-1072 | 1 | 647 | Rainfall_100yr | Rainfall | 0 | 0 | 22103.09 | 3.334 | 1.5632 | 0.729 | 51.238 | 1.813 | 0 | 0 | 1 | 2.327 | 1.5632 | 1.497 | 51.374 | 3.371 | 1 | 4.923 | 0 | 0 | 22103.09
PI7901-274.1 | PI7901-274 | PI7809-649 | 1 | 647 | Rainfall_100yr | Rainfall | 0 | 0 | 63334.01 | 8.069 | 1.8089 | 0.97 | 47.756 | 4.176 | 0 | 0 | 2 | 7.814 | 1.8137 | 0.679 | 48.412 | 2.46 | 2 | 0.696 | 0 | 0 | 63334.08
PI7901-778.1 | PI7901-778 | PI7901-274 | 1 | 647 | Rainfall_100yr | Rainfall | 0 | 0 | 28401.08 | 7.816 | 0.92337 | 0.482 | 48.409 | 1.591 | 0 | 0 | 2 | 6.693 | 0.91484 | 0.673 | 48.947 | 2.054 | 2 | 0.694 | 0 | 0 | 28401.09
PI7902-45.1 | PI7902-45 | PI7809-649 | 1 | 647 | Rainfall_100yr | Rainfall | 0 | 0 | 15503.42 | 8.069 | 2.0932 | 0.273 | 47.791 | 1.642 | 0 | 0 | 2 | 8.119 | 2.0958 | 0.467 | 47.95 | 1.64 | 2 | 1.755 | 0 | 0 | 15503.48
PI7903-44.1 | PI7903-44 | PI7900-998 | 1 | 647 | Rainfall_100yr | Rainfall | 0 | 0 | 42747.91 | 12.758 | 3.3582 | 0.087 | 49.632 | 2.19 | 0 | 0 | 2 | 12.728 | 3.3571 | 0.456 | 49.712 | 2.163 | 2 | 1.785 | 0 | 0 | 42787.52
PI8000-1058.1 | PI8000-1058 | PI8000-766 | 1 | 647 | Rainfall_100yr | Rainfall | 0 | 0 | 388969.16 | 7.445 | 17.0029 | 0.63 | 46.379 | 4.536 | 0 | 0 | 1 | 7.24 | 17.096 | 0.889 | 47.19 | 5.038 | 1 | 18.217 | 0 | 0 | 388969.41
PI8000-1386.1 | PI8000-1386 | PI8000-1058 | 1 | 647 | Rainfall_100yr | Rainfall | 0 | 0 | 389053.03 | 7.278 | 17.1813 | 0.807 | 47.232 | 4.821 | 0 | 0 | 1 | 7.08 | 17.2852 | 0.891 | 48.17 | 5.163 | 1 | 18.217 | 0 | 0 | 389053.09
PI8000-15.1 | PI8000-15 | PI7800-5860 | 1 | 647 | Rainfall_100yr | Rainfall | 0 | 0 | 436052.25 | 9.478 | 20.1936 | 0.508 | 44.718 | 3.669 | 0 | 0 | 1 | 9.032 | 20.1816 | 0.872 | 45.28 | 4.262 | 1 | 24.127 | 0 | 0 | 436053.59
PI8000-1885.1 | PI8000-1885 | PI7712-20 | 1 | 647 | Rainfall_100yr | Rainfall | 0 | 0 | 498548.91 | 6.767 | 22.3793 | 0.989 | 48.821 | 5.144 | 0 | 0 | 2 | 6.822 | 22.447 | 0.892 | 49.709 | 5.166 | 2 | 18.217 | 0 | 0 | 498554.78
PI8000-1896.1 | PI8000-1896 | PI8000-1885 | 1 | 647 | Rainfall_100yr | Rainfall | 0 | 0 | 490387.59 | 6.871 | 22.0544 | 0.802 | 49.725 | 5.04 | 0 | 0 | 2 | 6.869 | 22.0586 | 0.819 | 49.763 | 5.04 | 2 | 18.217 | 0 | 0 | 490387.88
PI8000-2131.1 | PI8000-2131 | PI8000-1896 | 1 | 647 | Rainfall_100yr | Rainfall | 0 | 0 | 219646.09 | 7.059 | 12.4268 | 0.343 | 49.79 | 2.84 | 0 | 0 | 1 | 6.003 | 12.5582 | 1.125 | 50.139 | 4.704 | 1 | 23.729 | 0 | 0 | 219650.72
PI8000-2404.1 | PI8000-2404 | PI8000-2131 | 1 | 647 | Rainfall_100yr | Rainfall | 0 | 0 | 166202.88 | 6.032 | 12.0903 | 0.726 | 50.152 | 3.098 | 0 | 0 | 1 | 3.684 | 12.0937 | 1.401 | 50.604 | 5.882 | 1 | 31.244 | 0 | 0 | 166205.83
PI8000-2817.1 | PI8000-2817 | PI8000-2404 | 1 | 647 | Rainfall_100yr | Rainfall | 0 | 0 | 49326.6 | 3.716 | 5.9856 | 0.447 | 50.585 | 2.289 | 0 | 0 | 1 | 0.78 | 5.9563 | 1.361 | 52.293 | 5.749 | 1 | 15.986 | 0 | 0 | 49327.64
PI8000-290.1 | PI8000-290 | PI8000-15 | 1 | 647 | Rainfall_100yr | Rainfall | 0 | 0 | 385475.38 | 9.06 | 16.7558 | 0.742 | 45.23 | 3.791 | 0 | 0 | 1 | 8.361 | 16.7746 | 0.905 | 45.535 | 4.84 | 1 | 24.127 | 0 | 0 | 385475.56
PI8000-3246.1 | PI8000-3246 | PI8000-2817 | 1 | 647 | Rainfall_100yr | Rainfall | 0 | 0 | 17935.73 | 0.867 | 1.3163 | 0.437 | 51.885 | 1.242 | 0 | 0 | 0.5 | 0.403 | 1.2938 | 1.048 | 53.771 | 3.114 | 0 | 11.409 | 0 | 0 | 17937.05
PI8000-3602.1 | PI8000-3602 | PI8000-3246 | 1 | 647 | Rainfall_100yr | Rainfall | 0 | 0 | -36691.84 | 0.514 | -2.9311 | 1.466 | 54.121 | -5.025 | 0 | 0 | 1 | 2.634 | -2.9496 | 0.301 | 52.334 | -1.163 | 1 | -15.779 | 0 | 0 | -36691.8
PI8000-4053.1 | PI8000-4053 | PI7700-9018 | 1 | 647 | Rainfall_100yr | Rainfall | 0 | 0 | 332986.13 | 2.902 | 12.9941 | 0.144 | 51.782 | 5.073 | 0 | 0 | 1 | 1.712 | 12.9951 | 1.512 | 53.458 | 6.786 | 1 | 17.526 | 0 | 0 | 333052.94
PI8000-4377.1 | PI8000-4377 | PI8000-4053 | 1 | 647 | Rainfall_100yr | Rainfall | 0 | 0 | 292099.22 | 1.872 | 8.927 | 0.966 | 53.523 | 4.825 | 0 | 0 | 2 | 3.449 | 8.9271 | 0.713 | 55.873 | 4.567 | 2 | 5.254 | 0 | 0 | 292112.63
PI8000-4679.1 | PI8000-4679 | PI8000-4377 | 1 | 647 | Rainfall_100yr | Rainfall | 0 | 0 | 273541.56 | 3.53 | 6.8319 | 0.707 | 55.936 | 5 | 0 | 0 | 2 | 5.714 | 6.8709 | 0.695 | 58.818 | 4.449 | 2 | 3.22 | 0 | 0 | 273553.66
PI8000-4955.1 | PI8000-4955 | PI8000-4679 | 1 | 647 | Rainfall_100yr | Rainfall | 0 | 0 | 241669.78 | 5.757 | 5.4211 | 0.637 | 58.728 | 3.898 | 0 | 0 | 2 | 6.345 | 5.4205 | 0.689 | 59.996 | 3.674 | 2 | 3.22 | 0 | 0 | 241680.8
PI8000-5341.1 | PI8000-5341 | PI8000-4955 | 1 | 647 | Rainfall_100yr | Rainfall | 0 | 0 | 229676.52 | 6.368 | 5.3202 | 0.633 | 59.946 | 3.613 | 0 | 0 | 2 | 5.152 | 5.4035 | 1.013 | 60.971 | 4.143 | 2 | 4.773 | 0 | 0 | 229687.25
PI8000-5607.1 | PI8000-5607 | PI8000-5341 | 1 | 647 | Rainfall_100yr | Rainfall | 0 | 0 | 175971.84 | 5.207 | 5.7026 | 0.767 | 61.042 | 3.779 | 0 | 0 | 2 | 5.672 | 5.7051 | 1.012 | 62.959 | 4.151 | 2 | 4.773 | 0 | 0 | 175977.45
PI8000-5724.1 | PI8000-5724 | PI8000-5607 | 1 | 647 | Rainfall_100yr | Rainfall | 0 | 0 | 175977.83 | 5.74 | 5.7097 | 0.801 | 63.027 | 3.674 | 0 | 0 | 2 | 5.972 | 5.7231 | 1.011 | 63.901 | 4.162 | 2 | 4.773 | 0 | 0 | 175980.28
PI8000-6142.1 | PI8000-6142 | PI8000-5724 | 1 | 647 | Rainfall_100yr | Rainfall | 0 | 0 | 160610.84 | 6.042 | 5.1058 | 0.652 | 63.866 | 3.456 | 0 | 0 | 2 | 5.84 | 5.1328 | 0.869 | 65.351 | 3.623 | 2 | 4.097 | 0 | 0 | 160616.28
PI8000-6524.1 | PI8000-6524 | PI8000-6142 | 1 | 647 | Rainfall_100yr | Rainfall | 0 | 0 | 144506.02 | 5.856 | 4.3676 | 0.766 | 65.361 | 3.118 | 0 | 0 | 2 | 5.642 | 4.4018 | 0.869 | 66.688 | 3.603 | 2 | 4.097 | 0 | 0 | 144510.84
PI8000-6714.1 | PI8000-6714 | PI8000-6524 | 1 | 647 | Rainfall_100yr | Rainfall | 0 | 0 | 139214.8 | 5.666 | 8.6886 | 0.489 | 66.698 | 2.492 | 0 | 0 | 1 | 5.153 | 8.688 | 0.913 | 66.961 | 3.103 | 1 | 14.348 | 0 | 0 | 139214.83
PI8000-7257.1 | PI8000-7257 | PI8000-6714 | 1 | 647 | Rainfall_100yr | Rainfall | 0 | 0 | 143072.52 | 5.168 | 9.6093 | 0.83 | 66.997 | 2.907 | 0 | 0 | 1 | 3.923 | 9.6152 | 0.939 | 67.942 | 3.497 | 1 | 14.348 | 0 | 0 | 143072.61
PI8000-766.1 | PI8000-766 | PI8000-290 | 1 | 647 | Rainfall_100yr | Rainfall | 0 | 0 | 386905.19 | 8.376 | 16.7962 | 0.823 | 45.572 | 4.599 | 0 | 0 | 1 | 7.347 | 16.9056 | 0.907 | 46.195 | 5.218 | 1 | 24.127 | 0 | 0 | 386905.34
PI8000-8277.1 | PI8000-8277 | PI8000-7257 | 1 | 647 | Rainfall_100yr | Rainfall | 0 | 0 | 39678.11 | 3.987 | 5.7994 | 0.338 | 67.957 | 2.924 | 0 | 0 | 1 | 2.925 | 5.8169 | 0.9 | 71.067 | 3.942 | 1 | 6.662 | 0 | 0 | 39678.6
PI800101-17.1 | PI800101-17 | PI8001-385 | 1 | 647 | Rainfall_100yr | Rainfall | 0 | 0 | 6916.39 | 5.234 | 2.1677 | 0.364 | 48.145 | 2.032 | 0 | 0 | 1 | 5.04 | 2.4364 | 0.825 | 48.093 | 2.3 | 1 | 3.284 | 0 | 0 | 6916.39
PI800102-27.1 | PI800102-27 | PI8001-385 | 1 | 647 | Rainfall_100yr | Rainfall | 0 | 0 | 13353.69 | 5.234 | 1.1577 | 0.233 | 48.099 | 1.073 | 0 | 0 | 1 | 5.07 | 1.137 | 0.599 | 48.078 | 1.075 | 1 | 2.606 | 0 | 0 | 13353.7
PI8001-385.1 | PI8001-385 | PI8000-1386 | 1 | 647 | Rainfall_100yr | Rainfall | 0 | 0 | 27959.4 | 7.116 | 1.5159 | 0.584 | 47.992 | 2.115 | 0 | 0 | 2 | 5.228 | 1.644 | 0.91 | 48.093 | 3.025 | 2 | 1.603 | 0 | 0 | 27959.7
PI8003-29.1 | PI8003-29 | PI8000-1885 | 1 | 647 | Rainfall_100yr | Rainfall | 0 | 0 | 8167.59 | 6.573 | 1.1376 | 0.403 | 49.486 | 0.967 | 0 | 0 | 1 | 6.502 | 1.1375 | 0.401 | 49.517 | 0.971 | 1 | 2.096 | 0 | 0 | 8167.59
PI8005-40.1 | PI8005-40 | PI8000-2131 | 1 | 647 | Rainfall_100yr | Rainfall | 0 | 0 | 41549.76 | 5.285 | 3.713 | 0.998 | 50.056 | 4.281 | 0 | 0 | 2 | 5.065 | 3.7407 | 0.999 | 50.071 | 3.985 | 2 | 2.73 | 0 | 0 | 41549.76
PI8006-360.1 | PI8006-360 | PI8000-2404 | 1 | 647 | Rainfall_100yr | Rainfall | 0 | 0 | 59956.2 | 3.716 | 3.4804 | 0.95 | 50.564 | 4.939 | 0 | 0 | 1 | 5.423 | 3.4829 | 0.192 | 51.58 | 3.22 | 1 | -1.552 | 0 | 0 | 60114.62
PI8006-417.1 | PI8006-417 | PI8006-360 | 1 | 647 | Rainfall_100yr | Rainfall | 0 | 0 | 41330.05 | 5.435 | 3.1916 | 0.388 | 51.557 | 3.067 | 0 | 0 | 1 | 5.575 | 3.2205 | 0.183 | 51.59 | 2.989 | 1 | -1.552 | 0 | 0 | 41373.55
PI8007-372.1 | PI8007-372 | PI8000-3246 | 1 | 647 | Rainfall_100yr | Rainfall | 0 | 0 | 28965.92 | 0.514 | 0.65496 | 0.986 | 53.813 | 3.114 | 0 | 0 | 2 | 1.13 | 0.65048 | 0.453 | 54.923 | 1.667 | 2 | 0.456 | 0 | 0 | 28967.31
PI8008-341.1 | PI8008-341 | PI8000-3602 | 1 | 647 | Rainfall_100yr | Rainfall | 0 | 0 | 68215.93 | 2.632 | 2.3881 | 0.626 | 52.484 | 3.75 | 0 | 0 | 2 | 6.015 | 2.3965 | 0.419 | 56.15 | 2.732 | 2 | 0.692 | 0 | 0 | 68216.28
PI8008-490.1 | PI8008-490 | PI8008-341 | 1 | 647 | Rainfall_100yr | Rainfall | 0 | 0 | 51959.89 | 6.033 | 1.814 | 0.382 | 56.101 | 2.218 | 0 | 0 | 2 | 6.523 | 1.8199 | 0.411 | 56.739 | 2.085 | 2 | 0.694 | 0 | 0 | 51959.89
PI8008-668.1 | PI8008-668 | PI8008-490 | 1 | 647 | Rainfall_100yr | Rainfall | 0 | 0 | 50820.12 | 6.529 | 1.8365 | 0.409 | 56.751 | 2.104 | 0 | 0 | 2 | 7.268 | 1.8562 | 0.412 | 57.666 | 1.965 | 2 | 0.694 | 0 | 0 | 50820.12
PI8008-889.1 | PI8008-889 | PI8008-668 | 1 | 647 | Rainfall_100yr | Rainfall | 0 | 0 | 15033.18 | 7.278 | 1.0535 | 0.238 | 57.661 | 1.355 | 0 | 0 | 1 | 5.505 | 1.0523 | 1.394 | 59.257 | 3.065 | 1 | 1.49 | 0 | 0 | 15033.18
PI8008-912.1 | PI8008-912 | PI8008-889 | 1 | 647 | Rainfall_100yr | Rainfall | 0 | 0 | 15525.33 | 5.518 | 1.671 | 0.697 | 59.27 | 1.552 | 0 | 0 | 1 | 5.231 | 1.671 | 1.185 | 59.326 | 2.505 | 1 | 4.391 | 0 | 0 | 15525.33
PI8008-974.1 | PI8008-974 | PI8008-912 | 1 | 647 | Rainfall_100yr | Rainfall | 0 | 0 | 14353.65 | 5.238 | 1.671 | 0.983 | 59.333 | 2.046 | 0 | 0 | 1 | 4.448 | 1.6709 | 1.168 | 59.488 | 2.437 | 1 | 4.391 | 0 | 0 | 14353.65
PI8009-47.1 | PI8009-47 | PI8000-4053 | 1 | 647 | Rainfall_100yr | Rainfall | 0 | 0 | 15897.9 | 1.872 | 2.3954 | 0.182 | 53.276 | 2.764 | 0 | 0 | 2 | 1.962 | 2.3962 | 0.453 | 53.486 | 2.745 | 2 | 1.799 | 0 | 0 | 15899.76
PI8010-37.1 | PI8010-37 | PI8000-4377 | 1 | 647 | Rainfall_100yr | Rainfall | 0 | 0 | 18571.77 | 3.53 | 2.6302 | 0.23 | 55.742 | 2.692 | 0 | 0 | 2 | 3.645 | 2.6302 | 0.415 | 55.945 | 2.671 | 2 | 1.76 | 0 | 0 | 18572.24
PI801101-48.1 | PI801101-48 | PI8011-339 | 1 | 647 | Rainfall_100yr | Rainfall | 0 | 0 | 21328 | 2.067 | 3.0746 | 0.979 | 64.03 | 3.494 | 0 | 0 | 2 | 2.206 | 3.0752 | 0.901 | 64.391 | 3.459 | 2 | 2.442 | 0 | 0 | 21328
PI8011-339.1 | PI8011-339 | PI8011-35 | 1 | 647 | Rainfall_100yr | Rainfall | 0 | 0 | -11520.26 | 5.913 | -1.2631 | 0.545 | 63.838 | -1.236 | 0 | 0 | 1 | 4.486 | -1.2662 | 0.887 | 63.841 | 2.554 | 1 | 2.442 | 0 | 0 | -11516.48
PI8011-35.1 | PI8011-35 | PI8000-5724 | 1 | 647 | Rainfall_100yr | Rainfall | 0 | 0 | 12758.46 | 6.042 | 1.8198 | 0.547 | 63.792 | 1.598 | 0 | 0 | 1 | 5.907 | 1.818 | 0.803 | 63.869 | 1.605 | 1 | 2.632 | 0 | 0 | 12758.89
PI8012-314.1 | PI8012-314 | PI8000-6524 | 1 | 647 | Rainfall_100yr | Rainfall | 0 | 0 | 7593.83 | 5.879 | 0.74091 | 0.043 | 66.624 | 0.881 | 0 | 0 | 1 | 4.435 | 0.7316 | 0.769 | 66.442 | 1.826 | 1 | 1.39 | 0 | 0 | 7602.03
PI8100-1240.1 | PI8100-1240 | PI8100-880 | 1 | 647 | Rainfall_100yr | Rainfall | 0 | 0 | 89867.88 | 4.276 | 2.3861 | 0.66 | 51.107 | 4.18 | 0 | 0 | 2 | 3.942 | 2.3867 | 0.903 | 52.663 | 3.272 | 2 | 1.584 | 0 | 0 | 89867.99
PI8100-165.1 | PI8100-165 | PI8000-1896 | 1 | 647 | Rainfall_100yr | Rainfall | 0 | 0 | 270364.19 | 7.059 | 9.8663 | 0.528 | 49.826 | 3.909 | 0 | 0 | 1 | 6.721 | 9.9294 | 1.034 | 50.391 | 4.374 | 1 | 11.457 | 0 | 0 | 270364.56
PI8100-1678.1 | PI8100-1678 | PI8100-1240 | 1 | 647 | Rainfall_100yr | Rainfall | 0 | 0 | 61717.5 | 3.951 | 1.5258 | 0.587 | 52.674 | 2.083 | 0 | 0 | 1 | 3.753 | 1.5334 | 0.9 | 54.771 | 3.168 | 1 | 1.584 | 0 | 0 | 61717.49
PI8100-1816.1 | PI8100-1816 | PI8100-1678 | 1 | 647 | Rainfall_100yr | Rainfall | 0 | 0 | 32703.41 | 3.764 | 0.87042 | 0.701 | 54.736 | 1.53 | 0 | 0 | 1 | 3.242 | 0.86879 | 0.898 | 54.933 | 2.621 | 1 | 1.584 | 0 | 0 | 32703.41
PI8100-1945.1 | PI8100-1945 | PI8100-1816 | 1 | 647 | Rainfall_100yr | Rainfall | 0 | 0 | 32703.41 | 3.245 | 0.86841 | 0.817 | 54.936 | 2.459 | 0 | 0 | 1 | 2.754 | 0.86811 | 0.9 | 55.122 | 2.701 | 1 | 1.584 | 0 | 0 | 32703.42
PI8100-2205.1 | PI8100-2205 | PI8100-1945 | 1 | 647 | Rainfall_100yr | Rainfall | 0 | 0 | 32703.42 | 2.768 | 0.86776 | 0.726 | 55.156 | 2.578 | 0 | 0 | 2 | 3.46 | 0.86747 | 0.553 | 56.417 | 1.856 | 2 | 0.566 | 0 | 0 | 32703.42
PI8100-526.1 | PI8100-526 | PI8100-165 | 1 | 647 | Rainfall_100yr | Rainfall | 0 | 0 | 249690.28 | 6.749 | 8.532 | 0.892 | 50.289 | 3.822 | 0 | 0 | 1 | 5.152 | 8.744 | 1.049 | 50.609 | 5.074 | 1 | 11.457 | 0 | 0 | 249690.28
PI8100-614.1 | PI8100-614 | PI8100-526 | 1 | 647 | Rainfall_100yr | Rainfall | 0 | 0 | 14031.48 | 5.023 | 2.1376 | 0.551 | 50.626 | 1.989 | 0 | 0 | 1 | 4.884 | 2.1378 | 0.756 | 50.947 | 2.005 | 1 | 2.576 | 0 | 0 | 14031.49
PI8100-685.1 | PI8100-685 | PI8100-526 | 1 | 647 | Rainfall_100yr | Rainfall | 0 | 0 | 240349.61 | 5.176 | 8.0794 | 0.761 | 50.647 | 4.123 | 0 | 0 | 1 | 4.915 | 8.1158 | 1.009 | 50.765 | 4.58 | 1 | 11.457 | 0 | 0 | 240349.61
PI8100-880.1 | PI8100-880 | PI8100-685 | 1 | 647 | Rainfall_100yr | Rainfall | 0 | 0 | 240376.03 | 4.93 | 8.1201 | 0.899 | 50.781 | 4.347 | 0 | 0 | 1 | 4.251 | 8.2262 | 1.048 | 51.133 | 5.028 | 1 | 11.457 | 0 | 0 | 240376.03
PI810101-192.1 | PI810101-192 | PI8101-549 | 1 | 647 | Rainfall_100yr | Rainfall | 0 | 0 | 43943.96 | 4.249 | 2.1995 | 0.549 | 51.998 | 3.573 | 0 | 0 | 2 | 4.042 | 2.1973 | 0.876 | 52.786 | 3.231 | 2 | 1.545 | 0 | 0 | 43943.96
PI810101-381.1 | PI810101-381 | PI810101-192 | 1 | 647 | Rainfall_100yr | Rainfall | 0 | 0 | 43943.96 | 4.053 | 2.1979 | 0.8 | 52.797 | 3.221 | 0 | 0 | 2 | 4.07 | 2.3532 | 0.877 | 53.762 | 3.159 | 2 | 1.545 | 0 | 0 | 43943.97
PI810101-457.1 | PI810101-457 | PI810101-381 | 1 | 647 | Rainfall_100yr | Rainfall | 0 | 0 | 12072.27 | 4.082 | 1.8828 | 0.809 | 53.74 | 2.87 | 0 | 0 | 2 | 3.458 | 1.909 | 0.882 | 53.5 | 2.871 | 2 | 1.545 | 0 | 0 | 12072.28
PI8101-44.1 | PI8101-44 | PI8100-880 | 1 | 647 | Rainfall_100yr | Rainfall | 0 | 0 | 150508.45 | 4.276 | 5.8867 | 0.675 | 51.261 | 4.78 | 0 | 0 | 2 | 4.504 | 5.8903 | 0.576 | 51.563 | 4.569 | 2 | 2.681 | 0 | 0 | 150508.61
PI8101-478.1 | PI8101-478 | PI8101-44 | 1 | 647 | Rainfall_100yr | Rainfall | 0 | 0 | 117822.27 | 4.538 | 4.8844 | 0.547 | 51.423 | 3.78 | 0 | 0 | 2 | 4.203 | 4.8955 | 0.581 | 51.847 | 3.474 | 2 | 2.681 | 0 | 0 | 117822.24
PI8101-549.1 | PI8101-549 | PI8101-478 | 1 | 647 | Rainfall_100yr | Rainfall | 0 | 0 | 107626.09 | 4.209 | 4.8998 | 0.563 | 51.831 | 3.471 | 0 | 0 | 2 | 4.208 | 4.9016 | 0.575 | 52.018 | 3.425 | 2 | 2.681 | 0 | 0 | 107626.09
PI8101-998.1 | PI8101-998 | PI8101-549 | 1 | 647 | Rainfall_100yr | Rainfall | 0 | 0 | 37525.76 | 4.249 | 1.9738 | 0.283 | 51.979 | 1.416 | 0 | 0 | 1 | 3.518 | 2.0038 | 0.566 | 52.02 | 1.957 | 1 | 2.681 | 0 | 0 | 37525.72
PI8102-288.1 | PI8102-288 | PI8100-1678 | 1 | 647 | Rainfall_100yr | Rainfall | 0 | 0 | 29014.09 | 3.764 | 0.84849 | 0.8 | 54.733 | 1.748 | 0 | 0 | 1 | 3.085 | 0.86911 | 0.736 | 55.062 | 2.379 | 1 | 1.295 | 0 | 0 | 29014.08
PI8102-299.1 | PI8102-299 | PI8102-288 | 1 | 647 | Rainfall_100yr | Rainfall | 0 | 0 | -19409.1 | 3.093 | -3.883 | 0.19 | 55.314 | -4.094 | 0 | 0 | 2 | 2.915 | -3.8829 | 0.193 | 55.182 | -4.145 | 2 | 2.106 | 0 | 0 | -19409.1
PI8103-55.1 | PI8103-55 | PI8100-2205 | 1 | 647 | Rainfall_100yr | Rainfall | 0 | 0 | 698.15 | 2.69 | -0.58094 | 0.894 | 56.421 | 1.846 | 0 | 0 | 1 | 2.283 | -0.58114 | 0.815 | 56.306 | 1.732 | 1 | 0.874 | 0 | 0 | 698.15
PI8104-37.1 | PI8104-37 | PI8100-2205 | 1 | 647 | Rainfall_100yr | Rainfall | 0 | 0 | 14392.12 | 3.482 | 0.63473 | 0.182 | 56.414 | 1.194 | 0 | 0 | 2 | 3.47 | 0.63582 | 0.362 | 56.484 | 1.192 | 2 | 0.566 | 0 | 0 | 14392.12
PI8200-0.1 | PI8200-0 | PI7800-373 | 1 | 647 | Rainfall_100yr | Rainfall | 0 | 0 | 3223503.25 | 9.585 | 94.5401 | 0.177 | 28.162 | 5.64 | 0 | 0 | 2 | 9.631 | 94.5424 | 0.18 | 28.248 | 5.639 | 2 | 62.192 | 0 | 0 | 3223527.5
PI8200-1250.1 | PI8200-1250 | PI8200-631 | 1 | 647 | Rainfall_100yr | Rainfall | 0 | 0 | 119986.8 | 5.143 | 4.0074 | 0.628 | 30.952 | 2.015 | 0 | 0 | 1 | 4.73 | 4.0223 | 0.546 | 31.473 | 2.476 | 1 | 4.059 | 0 | 0 | 120098.15
PI8200-419.1 | PI8200-419 | PI8200-0 | 1 | 647 | Rainfall_100yr | Rainfall | 0 | 0 | 424563.38 | 5.294 | 16.3053 | 0.993 | 28.149 | 4.796 | 0 | 0 | 2 | 6.549 | 16.4738 | 0.743 | 31.027 | 4.684 | 2 | 11.326 | 0 | 0 | 424708
PI8200-631.1 | PI8200-631 | PI8200-419 | 1 | 647 | Rainfall_100yr | Rainfall | 0 | 0 | 303909.91 | 6.599 | 10.7141 | 0.68 | 30.803 | 3.471 | 0 | 0 | 1 | 5.138 | 10.7121 | 0.744 | 30.935 | 3.957 | 1 | 11.326 | 0 | 0 | 304045.78
PI820101-35.1 | PI820101-35 | PI8201-299 | 1 | 647 | Rainfall_100yr | Rainfall | 0 | 0 | 77408.29 | 5.886 | 2.9524 | 0.274 | 31.802 | 2.942 | 0 | 0 | 2 | 6.019 | 2.9563 | 0.277 | 31.939 | 2.9 | 2 | 0.51 | 0 | 0 | 77414.37
PI820101-35.2 | PI820101-35 | PI8300-48 | 2 | 647 | Rainfall_100yr | Rainfall | 0 | 0 | 26727.06 | 4.684 | 2.7299 | 0.126 | 31.023 | 2.768 | 0 | 0 | 1 | 1.897 | 2.339 | 1.321 | 31.921 | 4.387 | 1 | 3.757 | 0 | 0 | 26727.1
PI8201-299.1 | PI8201-299 | PI8200-631 | 1 | 647 | Rainfall_100yr | Rainfall | 0 | 0 | 110970.24 | 5.143 | 3.5667 | 0.505 | 30.961 | 4.326 | 0 | 0 | 2 | 5.876 | 3.5659 | 0.287 | 31.771 | 3.483 | 2 | 0.51 | 0 | 0 | 111021.72
PI8201-342.1 | PI8201-342 | PI8201-299 | 1 | 647 | Rainfall_100yr | Rainfall | 0 | 0 | -15458.17 | 5.886 | -2.5231 | 0.095 | 31.8 | -2.232 | 0 | 0 | 2 | 5.654 | -2.5183 | 0.103 | 31.582 | -2.258 | 2 | 0.51 | 0 | 0 | -15450.65
PI8300-48.1 | PI8300-48 | PI8200-631 | 1 | 647 | Rainfall_100yr | Rainfall | 0 | 0 | 86314.9 | 5.143 | 5.3875 | 0.475 | 30.949 | 2.76 | 0 | 0 | 1 | 5.32 | 5.3825 | 0.208 | 31.005 | 2.735 | 1 | -5.002 | 0 | 0 | 86327.96
PI8300-659.1 | PI8300-659 | PI820101-35 | 1 | 647 | Rainfall_100yr | Rainfall | 0 | 0 | 49080.06 | 1.937 | 2.6947 | 0.997 | 32.019 | 3.737 | 0 | 0 | 2 | 3.451 | 2.6976 | 0.288 | 33.566 | 2.827 | 2 | 0.51 | 0 | 0 | 49080.06
PI830101-77.1 | PI830101-77 | PI8301-26 | 1 | 647 | Rainfall_100yr | Rainfall | 0 | 0 | 57406.57 | 4.903 | 3.2543 | 0.342 | 30.658 | 3.052 | 0 | 0 | 1 | 3.201 | 3.4061 | 2.024 | 31.379 | 5.132 | 1 | 6.27 | 0 | 0 | 57408.66
PI8301-168.1 | PI8301-168 | PI8301-26 | 1 | 647 | Rainfall_100yr | Rainfall | 0 | 0 | 53311.89 | 4.903 | 2.163 | 0.39 | 30.564 | 2.185 | 0 | 0 | 1 | 5.618 | 2.1749 | 0.092 | 30.952 | 2.08 | 1 | -1.697 | 0 | 0 | 53380.67
PI8301-26.1 | PI8301-26 | PI8300-48 | 1 | 647 | Rainfall_100yr | Rainfall | 0 | 0 | 5772.17 | 5.328 | -4.4459 | 0.26 | 31.247 | -4.063 | 0 | 0 | 1 | 4.949 | -4.4389 | 0.201 | 30.829 | -4.148 | 1 | -1.697 | 0 | 0 | 5779.82
PI8400-1181.1 | PI8400-1181 | PI8400-821 | 1 | 647 | Rainfall_100yr | Rainfall | 0 | 0 | 475789.03 | 9.594 | 20.216 | 0.375 | 29.816 | 2.812 | 0 | 0 | 2 | 9.153 | 20.1892 | 0.474 | 29.805 | 2.786 | 2 | 7.114 | 0 | 0 | 475903.72
PI8400-1236.1 | PI8400-1236 | PI8400-1220 | 1 | 647 | Rainfall_100yr | Rainfall | 0 | 0 | 5997.42 | 4.505 | 10.4237 | 0.766 | 29.82 | -3.285 | 0 | 0 | 2 | 4.541 | 10.4237 | 0.918 | 29.855 | -3.789 | 2 | 0 | 0 | 0 | 5997.49
PI8400-1236.2 | PI8400-1236 | PI8400-1181 | 2 | 647 | Rainfall_100yr | Rainfall | 0 | 0 | 461850.31 | 9.153 | 20.2892 | 0.891 | 29.823 | 5.565 | 0 | 0 | 2 | 9.111 | 20.2987 | 0.758 | 29.813 | 5.549 | 2 | 8.171 | 0 | 0 | 461853.75
PI8400-1253.1 | PI8400-1253 | PI8400-1236 | 1 | 647 | Rainfall_100yr | Rainfall | 0 | 0 | 495838.81 | 4.612 | 19.3154 | 1 | 30.181 | 5.66 | 0 | 0 | 2 | 4.772 | 19.3158 | 0.872 | 30.298 | 5.647 | 2 | 0 | 0 | 0 | 495840.94
PI8400-1442.1 | PI8400-1442 | PI8400-1253 | 1 | 647 | Rainfall_100yr | Rainfall | 0 | 0 | 222410.7 | 4.81 | 11.2835 | 0.707 | 29.986 | 4.277 | 0 | 0 | 2 | 4.338 | 11.293 | 0.67 | 29.9 | 3.762 | 2 | 10.273 | 0 | 0 | 222441.2
PI8400-1529.1 | PI8400-1529 | PI8400-1442 | 1 | 647 | Rainfall_100yr | Rainfall | 0 | 0 | 285543.78 | 4.338 | 11.3047 | 0.636 | 29.948 | 3.652 | 0 | 0 | 2 | 4.322 | 11.3088 | 0.536 | 30.021 | 3.399 | 2 | 6.861 | 0 | 0 | 285560.66
PI8400-1646.1 | PI8400-1646 | PI8400-1529 | 1 | 647 | Rainfall_100yr | Rainfall | 0 | 0 | 320558.44 | 4.332 | 11.3208 | 0.517 | 30.079 | 3.381 | 0 | 0 | 2 | 4.405 | 11.3271 | 0.483 | 30.261 | 3.371 | 2 | 6.937 | 0 | 0 | 320583.38
PI8400-1891.1 | PI8400-1891 | PI8400-1646 | 1 | 647 | Rainfall_100yr | Rainfall | 0 | 0 | 375569.06 | 4.423 | 13.9022 | 0.406 | 30.422 | 4.099 | 0 | 0 | 2 | 4.63 | 13.9034 | 0.781 | 31.33 | 4.081 | 2 | 12.085 | 0 | 0 | 375601.78
PI8400-2136.1 | PI8400-2136 | PI8400-1891 | 1 | 647 | Rainfall_100yr | Rainfall | 0 | 0 | 373239.41 | 4.673 | 15.2089 | 0.665 | 31.424 | 4.443 | 0 | 0 | 2 | 5.08 | 15.2086 | 0.793 | 32.531 | 4.407 | 2 | 12.117 | 0 | 0 | 373267.13
PI8400-2369.1 | PI8400-2369 | PI8400-2136 | 1 | 647 | Rainfall_100yr | Rainfall | 0 | 0 | 353288.97 | 5.131 | 14.9433 | 0.674 | 32.563 | 4.33 | 0 | 0 | 2 | 5.492 | 14.973 | 0.801 | 33.605 | 4.308 | 2 | 12.212 | 0 | 0 | 353311.16
PI8400-2436.1 | PI8400-2436 | PI8400-2369 | 1 | 647 | Rainfall_100yr | Rainfall | 0 | 0 | 332369.78 | 5.54 | 13.5961 | 0.716 | 33.57 | 3.931 | 0 | 0 | 2 | 5.501 | 13.5966 | 0.818 | 33.755 | 4.039 | 2 | 12.917 | 0 | 0 | 332373.91
PI8400-2452.1 | PI8400-2452 | PI8400-2436 | 1 | 647 | Rainfall_100yr | Rainfall | 0 | 0 | 347893.63 | 5.58 | 16.5166 | 0.688 | 33.979 | 4.741 | 0 | 0 | 1 | 5.469 | 16.5414 | 1.039 | 34.07 | 4.758 | 1 | 25.592 | 0 | 0 | 347893.84
PI8400-2814.1 | PI8400-2814 | PI8400-2452 | 1 | 647 | Rainfall_100yr | Rainfall | 0 | 0 | 334828.91 | 5.606 | 14.0904 | 0.82 | 34.091 | 4.059 | 0 | 0 | 2 | 5.876 | 14.0924 | 0.79 | 35.384 | 4.207 | 2 | 12.015 | 0 | 0 | 334832
PI8400-2854.1 | PI8400-2854 | PI8500-1657 | 1 | 647 | Rainfall_100yr | Rainfall | 0 | 0 | -6995.1 | 7.95 | -3.0819 | 0.499 | 35.985 | -1.533 | 0 | 0 | 1 | 6.117 | -3.0953 | 0.707 | 35.629 | 2.539 | 1 | 5.25 | 0 | 0 | -6985.06
PI8400-2854.2 | PI8400-2854 | PI8400-2814 | 2 | 647 | Rainfall_100yr | Rainfall | 0 | 0 | 351685.47 | 5.916 | 17.3047 | 0.734 | 35.553 | 4.94 | 0 | 0 | 2 | 5.927 | 17.318 | 0.966 | 35.788 | 4.942 | 2 | 16.669 | 0 | 0 | 351685.47
PI8400-3163.1 | PI8400-3163 | PI8400-2854 | 1 | 647 | Rainfall_100yr | Rainfall | 0 | 0 | 226962.72 | 6.112 | 11.4934 | 0.876 | 35.756 | 3.279 | 0 | 0 | 1 | 5.909 | 11.6052 | 0.822 | 36.504 | 3.525 | 1 | 12.557 | 0 | 0 | 226966.72
PI8400-3199.1 | PI8400-3199 | PI8400-3163 | 1 | 647 | Rainfall_100yr | Rainfall | 0 | 0 | 204851.63 | 5.935 | 10.7586 | 0.733 | 36.46 | 3.252 | 0 | 0 | 1 | 5.843 | 10.7595 | 0.82 | 36.48 | 3.512 | 1 | 13.498 | 0 | 0 | 204852.06
PI8400-3539.1 | PI8400-3539 | PI8400-3199 | 1 | 647 | Rainfall_100yr | Rainfall | 0 | 0 | 193262.08 | 5.859 | 10.8207 | 0.698 | 36.653 | 3.939 | 0 | 0 | 1 | 5.443 | 10.7634 | 1.09 | 38.151 | 4.504 | 1 | 11.878 | 0 | 0 | 193265.81
PI8400-391.1 | PI8400-391 | PI8400-90 | 1 | 647 | Rainfall_100yr | Rainfall | 0 | 0 | 676971.38 | 10.353 | 25.0278 | 0.272 | 29.907 | 3.312 | 0 | 0 | 1 | 9.845 | 25.0154 | 0.551 | 29.889 | 3.312 | 1 | 26.958 | 0 | 0 | 677068.38
PI8400-4081.1 | PI8400-4081 | PI8400-3539 | 1 | 647 | Rainfall_100yr | Rainfall | 0 | 0 | 89312.49 | 5.481 | 8.4505 | 0.569 | 38.066 | 3.099 | 0 | 0 | 1 | 5.05 | 8.4543 | 0.862 | 39.592 | 3.362 | 1 | 9.408 | 0 | 0 | 89312.77
PI8400-4572.1 | PI8400-4572 | PI8400-4081 | 1 | 647 | Rainfall_100yr | Rainfall | 0 | 0 | 32585.52 | 5.088 | 4.1831 | 0.374 | 39.51 | 2.802 | 0 | 0 | 1 | 3.749 | 4.1712 | 1.071 | 41.27 | 3.468 | 1 | 5.053 | 0 | 0 | 32585.74
PI8400-4616.1 | PI8400-4616 | PI8400-4572 | 1 | 647 | Rainfall_100yr | Rainfall | 0 | 0 | 32585.74 | 3.819 | 4.173 | 0.832 | 41.48 | 4.192 | 0 | 0 | 2 | 4.341 | 4.1734 | 0.68 | 42.096 | 4.052 | 2 | 1.767 | 0 | 0 | 32585.75
PI8400-584.1 | PI8400-584 | PI8400-391 | 1 | 647 | Rainfall_100yr | Rainfall | 0 | 0 | 677072.13 | 10.034 | 25.0004 | 0.357 | 29.889 | 3.304 | 0 | 0 | 2 | 9.828 | 24.9922 | 0.437 | 29.872 | 3.301 | 2 | 20.875 | 0 | 0 | 677136.44
PI8400-791.1 | PI8400-791 | PI8400-584 | 1 | 647 | Rainfall_100yr | Rainfall | 0 | 0 | 463503.44 | 9.827 | 20.2438 | 0.184 | 29.879 | 2.831 | 0 | 0 | 2 | 9.649 | 20.2337 | 0.362 | 29.843 | 2.822 | 2 | 7.079 | 0 | 0 | 463569.69
PI8400-821.1 | PI8400-821 | PI8400-791 | 1 | 647 | Rainfall_100yr | Rainfall | 0 | 0 | 466604.56 | 9.644 | 20.226 | 0.353 | 29.833 | 2.818 | 0 | 0 | 2 | 9.597 | 20.2234 | 0.387 | 29.827 | 2.816 | 2 | 6.982 | 0 | 0 | 466620.44
PI8400-90.1 | PI8400-90 | PI7800-1942 | 1 | 647 | Rainfall_100yr | Rainfall | 0 | 0 | 705965.38 | 10.432 | 25.2727 | 0.116 | 29.902 | 2.186 | 0 | 0 | 1 | 10.353 | 25.2697 | 0.138 | 29.903 | 2.186 | 1 | 33.038 | 0 | 0 | 706030.75
PI8401-66.1 | PI8401-66 | PI8400-1220 | 1 | 647 | Rainfall_100yr | Rainfall | 0 | 0 | 39883.29 | 4.505 | 1.8475 | 0.557 | 29.704 | 1.837 | 0 | 0 | 2 | 4.447 | 1.8486 | 0.63 | 29.818 | 1.895 | 2 | 1.805 | 0 | 0 | 39883.53
PI8402-71.1 | PI8402-71 | PI8400-1220 | 1 | 647 | Rainfall_100yr | Rainfall | 0 | 0 | 11501.32 | 4.505 | 1.0316 | 0.095 | 29.689 | 0.992 | 0 | 0 | 1 | 4.382 | 1.0446 | 0.229 | 29.746 | 1.011 | 1 | 1.792 | 0 | 0 | 11501.55
PI8403-32.1 | PI8403-32 | PI8400-1646 | 1 | 647 | Rainfall_100yr | Rainfall | 0 | 0 | 40080.24 | 4.423 | 2.2017 | 0.174 | 30.238 | 2.13 | 0 | 0 | 2 | 4.476 | 2.2018 | 0.387 | 30.367 | 2.124 | 2 | 1.781 | 0 | 0 | 40084.32
PI8403-77.1 | PI8403-77 | PI8403-32 | 1 | 647 | Rainfall_100yr | Rainfall | 0 | 0 | 12050.83 | 4.519 | 1.0015 | 0.203 | 30.35 | 0.976 | 0 | 0 | 1 | 4.394 | 0.99859 | 0.424 | 30.338 | 0.977 | 1 | 1.77 | 0 | 0 | 12053.21
PI8404-44.1 | PI8404-44 | PI8400-1646 | 1 | 647 | Rainfall_100yr | Rainfall | 0 | 0 | 22787.47 | 4.423 | 1.8949 | 0.119 | 30.225 | 1.83 | 0 | 0 | 2 | 4.449 | 1.8947 | 0.374 | 30.353 | 1.827 | 2 | 1.779 | 0 | 0 | 22792.55
PI8404-89.1 | PI8404-89 | PI8404-44 | 1 | 647 | Rainfall_100yr | Rainfall | 0 | 0 | 20119.66 | 4.481 | 1.5187 | 0.369 | 30.356 | 1.473 | 0 | 0 | 1 | 4.392 | 1.5193 | 0.491 | 30.372 | 1.476 | 1 | 1.77 | 0 | 0 | 20121.19
PI8405-32.1 | PI8405-32 | PI8400-1891 | 1 | 647 | Rainfall_100yr | Rainfall | 0 | 0 | 25343.22 | 4.673 | 2.6876 | 0.224 | 31.212 | 2.561 | 0 | 0 | 2 | 4.797 | 2.6953 | 0.411 | 31.415 | 2.55 | 2 | 1.78 | 0 | 0 | 25345.58
PI8405-77.1 | PI8405-77 | PI8405-32 | 1 | 647 | Rainfall_100yr | Rainfall | 0 | 0 | 10005.54 | 4.859 | 1.3814 | 0.19 | 31.392 | 1.303 | 0 | 0 | 1 | 4.765 | 1.3709 | 0.371 | 31.431 | 1.296 | 1 | 1.77 | 0 | 0 | 10006.28
PI8406-44.1 | PI8406-44 | PI8400-1891 | 1 | 647 | Rainfall_100yr | Rainfall | 0 | 0 | 18732.13 | 4.673 | 2.6167 | 0.119 | 31.218 | 2.488 | 0 | 0 | 2 | 4.802 | 2.6154 | 0.343 | 31.455 | 2.466 | 2 | 1.782 | 0 | 0 | 18734.89
PI8406-89.1 | PI8406-89 | PI8406-44 | 1 | 647 | Rainfall_100yr | Rainfall | 0 | 0 | 16461.38 | 4.869 | 1.9808 | 0.343 | 31.475 | 1.866 | 0 | 0 | 2 | 4.883 | 1.9813 | 0.41 | 31.599 | 1.863 | 2 | 1.77 | 0 | 0 | 16461.67
PI8407-32.1 | PI8407-32 | PI8400-2136 | 1 | 647 | Rainfall_100yr | Rainfall | 0 | 0 | 8049.43 | 5.131 | 1.033 | 0.11 | 32.291 | 0.958 | 0 | 0 | 1 | 5.07 | 1.033 | 0.273 | 32.309 | 0.961 | 1 | 1.78 | 0 | 0 | 8051.54
PI8408-44.1 | PI8408-44 | PI8400-2136 | 1 | 647 | Rainfall_100yr | Rainfall | 0 | 0 | 21560.58 | 5.131 | 2.7517 | 0.307 | 32.329 | 2.551 | 0 | 0 | 2 | 5.235 | 2.7518 | 0.45 | 32.595 | 2.527 | 2 | 1.778 | 0 | 0 | 21563.04
PI8408-88.1 | PI8408-88 | PI8408-44 | 1 | 647 | Rainfall_100yr | Rainfall | 0 | 0 | 15878.89 | 5.306 | 2.1771 | 0.322 | 32.627 | 1.991 | 0 | 0 | 2 | 5.363 | 2.177 | 0.472 | 32.795 | 1.984 | 2 | 1.778 | 0 | 0 | 15879.09
PI8409-46.1 | PI8409-46 | PI8400-2854 | 1 | 647 | Rainfall_100yr | Rainfall | 0 | 0 | 10411.77 | 6.112 | 1.3973 | 0.09 | 35.616 | 1.228 | 0 | 0 | 1 | 6.047 | 1.3624 | 0.295 | 35.67 | 1.198 | 1 | 1.812 | 0 | 0 | 10411.93
PI8410-218.1 | PI8410-218 | PI8400-3163 | 1 | 647 | Rainfall_100yr | Rainfall | 0 | 0 | 8584.26 | 5.935 | 1.1055 | 0.064 | 36.384 | 0.987 | 0 | 0 | 1 | 5.568 | 1.0436 | 0.538 | 36.561 | 1.051 | 1 | 1.774 | 0 | 0 | 8584.66
PI8410-278.1 | PI8410-278 | PI8410-218 | 1 | 647 | Rainfall_100yr | Rainfall | 0 | 0 | 5324.46 | 5.57 | 0.76847 | 0.323 | 36.555 | 0.694 | 0 | 0 | 1 | 5.441 | 0.76912 | 0.536 | 36.577 | 1.005 | 1 | 1.789 | 0 | 0 | 5324.47
PI8411-46.1 | PI8411-46 | PI8400-3199 | 1 | 647 | Rainfall_100yr | Rainfall | 0 | 0 | 13117.4 | 5.859 | 1.4138 | 0.106 | 36.43 | 1.282 | 0 | 0 | 1 | 5.749 | 1.4129 | 0.319 | 36.43 | 1.284 | 1 | 1.748 | 0 | 0 | 13117.72
PI8412-45.1 | PI8412-45 | PI8400-3539 | 1 | 647 | Rainfall_100yr | Rainfall | 0 | 0 | 74932.27 | 5.481 | 4.8331 | 0.915 | 38.048 | 4.729 | 0 | 0 | 2 | 5.617 | 4.8297 | 0.642 | 38.293 | 4.509 | 2 | 1.769 | 0 | 0 | 74933.02
PI8413-36.1 | PI8413-36 | PI8400-3539 | 1 | 647 | Rainfall_100yr | Rainfall | 0 | 0 | 30361.89 | 5.481 | 2.9823 | 0.27 | 38.073 | 2.699 | 0 | 0 | 2 | 5.649 | 2.9822 | 0.404 | 38.329 | 2.672 | 2 | 1.776 | 0 | 0 | 30362.07
PI8414-45.1 | PI8414-45 | PI8400-4081 | 1 | 647 | Rainfall_100yr | Rainfall | 0 | 0 | 32688.75 | 5.088 | 2.3294 | 0.564 | 39.527 | 4.236 | 0 | 0 | 2 | 5.442 | 2.3439 | 0.652 | 40.081 | 3.593 | 2 | 0.697 | 0 | 0 | 32688.81
PI8500-1232.1 | PI8500-1232 | PI8500-972 | 1 | 647 | Rainfall_100yr | Rainfall | 0 | 0 | 182845.06 | 6.632 | 4.908 | 0.97 | 33.111 | 3.042 | 0 | 0 | 2 | 7.396 | 4.8168 | 0.684 | 34.506 | 2.882 | 2 | 3.185 | 0 | 0 | 182855.67
PI8500-1657.1 | PI8500-1657 | PI8500-1232 | 1 | 647 | Rainfall_100yr | Rainfall | 0 | 0 | 133841.98 | 7.418 | 4.3235 | 0.568 | 34.482 | 2.647 | 0 | 0 | 2 | 7.935 | 4.3427 | 0.684 | 36.039 | 2.843 | 2 | 3.185 | 0 | 0 | 133849.78
PI8500-1963.1 | PI8500-1963 | PI8500-1657 | 1 | 647 | Rainfall_100yr | Rainfall | 0 | 0 | 91942.04 | 7.95 | 3.8541 | 0.762 | 36.019 | 2.399 | 0 | 0 | 1 | 5.522 | 3.8454 | 1.329 | 36.877 | 4.448 | 1 | 6.682 | 0 | 0 | 91942.05
PI8500-1990.1 | PI8500-1990 | PI8500-1963 | 1 | 647 | Rainfall_100yr | Rainfall | 0 | 0 | 91893.16 | 5.57 | 3.8449 | 0.831 | 36.997 | 3.724 | 0 | 0 | 2 | 5.535 | 3.8452 | 1.204 | 37.266 | 4.276 | 2 | 3.685 | 0 | 0 | 91893.22
PI8500-2034.1 | PI8500-2034 | PI8500-1990 | 1 | 647 | Rainfall_100yr | Rainfall | 0 | 0 | 83639.82 | 5.625 | 3.8502 | 0.767 | 37.233 | 3.69 | 0 | 0 | 2 | 5.242 | 3.8526 | 1.256 | 37.322 | 4.384 | 2 | 3.685 | 0 | 0 | 83639.82
PI8500-2059.1 | PI8500-2059 | PI8500-2034 | 1 | 647 | Rainfall_100yr | Rainfall | 0 | 0 | 69490.74 | 5.265 | 2.9119 | 0.737 | 37.415 | 2.734 | 0 | 0 | 1 | 5.16 | 2.9414 | 1.107 | 37.591 | 3.141 | 1 | 3.685 | 0 | 0 | 69490.74
PI8500-2345.1 | PI8500-2345 | PI8500-2059 | 1 | 647 | Rainfall_100yr | Rainfall | 0 | 0 | 30883.57 | 5.178 | 0.73394 | 1.108 | 37.503 | 4.048 | 0 | 0 | 2 | 2.871 | 0.73407 | 1.114 | 38.254 | 3.242 | 2 | 0.58 | 0 | 0 | 30883.63
PI8500-472.1 | PI8500-472 | PI8400-584 | 1 | 647 | Rainfall_100yr | Rainfall | 0 | 0 | 213637.19 | 5.977 | 5.0232 | 0.997 | 29.911 | 5.15 | 0 | 0 | 2 | 5.605 | 4.9631 | 0.79 | 30.772 | 3.556 | 2 | 3.23 | 0 | 0 | 213657.27
PI8500-713.1 | PI8500-713 | PI8500-472 | 1 | 647 | Rainfall_100yr | Rainfall | 0 | 0 | 219016.8 | 5.613 | 4.721 | 0.844 | 30.848 | 3.363 | 0 | 0 | 2 | 6.146 | 4.7032 | 0.83 | 31.993 | 3.239 | 2 | 3.221 | 0 | 0 | 219026.7
PI8500-972.1 | PI8500-972 | PI8500-713 | 1 | 647 | Rainfall_100yr | Rainfall | 0 | 0 | 202216.7 | 6.169 | 4.3248 | 0.932 | 31.982 | 2.87 | 0 | 0 | 2 | 6.614 | 4.3276 | 0.977 | 33.068 | 2.911 | 2 | 3.185 | 0 | 0 | 202227.2
PI8501-37.1 | PI8501-37 | PI8500-472 | 1 | 647 | Rainfall_100yr | Rainfall | 0 | 0 | -24800.87 | 5.613 | -2.2404 | 0.256 | 30.795 | -2.013 | 0 | 0 | 2 | 5.385 | -2.2403 | 0.247 | 30.655 | -2.041 | 2 | 1.763 | 0 | 0 | -24800.35
PI8502-250.1 | PI8502-250 | PI8500-713 | 1 | 647 | Rainfall_100yr | Rainfall | 0 | 0 | 10416.31 | 6.169 | 2.5406 | 0.385 | 31.889 | 2.501 | 0 | 0 | 1 | 4.142 | 2.5861 | 0.986 | 31.894 | 2.648 | 1 | 3.209 | 0 | 0 | 10416.63
PI8502-281.1 | PI8502-281 | PI8502-250 | 1 | 647 | Rainfall_100yr | Rainfall | 0 | 0 | -36213.43 | 4.142 | -2.8161 | 0.623 | 32.012 | -2.768 | 0 | 0 | 1 | 3.705 | -2.8161 | 0.979 | 31.831 | -2.848 | 1 | 3.209 | 0 | 0 | -36213.42
PI8503-32.1 | PI8503-32 | PI8500-972 | 1 | 647 | Rainfall_100yr | Rainfall | 0 | 0 | -17839.3 | 8.06 | -2.1357 | 0.08 | 33.026 | -1.676 | 0 | 0 | 2 | 7.826 | -2.1007 | 0.071 | 32.869 | -1.669 | 2 | 1.757 | 0 | 0 | -17812.86
PI8504-23.1 | PI8504-23 | PI8500-972 | 1 | 647 | Rainfall_100yr | Rainfall | 0 | 0 | -8851.59 | 8.038 | -1.8353 | 0.064 | 33.01 | -1.447 | 0 | 0 | 2 | 7.882 | -1.8237 | 0.105 | 32.911 | -1.447 | 2 | 1.757 | 0 | 0 | -8832.57
PI8505-39.1 | PI8505-39 | PI8500-972 | 1 | 647 | Rainfall_100yr | Rainfall | 0 | 0 | 10203.32 | 8.078 | 1.4958 | 0.084 | 32.982 | 1.213 | 0 | 0 | 1 | 7.927 | 1.4996 | 0.088 | 32.927 | 1.217 | 1 | 1.757 | 0 | 0 | 10235.81
PI8506-43.1 | PI8506-43 | PI8500-972 | 1 | 647 | Rainfall_100yr | Rainfall | 0 | 0 | 22369 | 8.087 | 3.0608 | 0.097 | 33.02 | 2.412 | 0 | 0 | 2 | 8.21 | 3.0525 | 0.205 | 33.295 | 2.377 | 2 | 1.757 | 0 | 0 | 22404.5
PI8507-110.1 | PI8507-110 | PI8507-95 | 1 | 647 | Rainfall_100yr | Rainfall | 0 | 0 | -54707.01 | 5.605 | -5.3223 | 0.812 | 34.673 | -4.797 | 0 | 0 | 2 | 4.999 | -5.3035 | 1.338 | 34.374 | -4.955 | 2 | 4.819 | 0 | 0 | -54706.99
PI8507-95.1 | PI8507-95 | PI8500-1232 | 1 | 647 | Rainfall_100yr | Rainfall | 0 | 0 | 29678.98 | 7.418 | 3.6189 | 0.305 | 34.419 | 3.338 | 0 | 0 | 1 | 5.61 | 3.6404 | 1.32 | 34.338 | 3.504 | 1 | 4.819 | 0 | 0 | 29679.87
PI8508-40.1 | PI8508-40 | PI8500-1232 | 1 | 647 | Rainfall_100yr | Rainfall | 0 | 0 | 19113.12 | 4.497 | 2.3813 | 0.949 | 34.469 | 2.298 | 0 | 0 | 2 | 4.56 | 2.3822 | 0.647 | 34.635 | 2.286 | 2 | 1.757 | 0 | 0 | 19113.12
PI8510-23.1 | PI8510-23 | PI8500-1657 | 1 | 647 | Rainfall_100yr | Rainfall | 0 | 0 | 21406.52 | 5.019 | 2.3378 | 0.937 | 36.023 | 2.212 | 0 | 0 | 2 | 5.05 | 2.3404 | 0.677 | 36.105 | 2.208 | 2 | 1.757 | 0 | 0 | 21406.52
PI8511-32.1 | PI8511-32 | PI8500-1657 | 1 | 647 | Rainfall_100yr | Rainfall | 0 | 0 | 27457.21 | 6.041 | 1.7791 | 0.955 | 35.988 | 2.201 | 0 | 0 | 2 | 6.017 | 1.7798 | 0.67 | 36.042 | 1.705 | 2 | 1.757 | 0 | 0 | 27457.21
PI8512-17.1 | PI8512-17 | PI8500-2059 | 1 | 647 | Rainfall_100yr | Rainfall | 0 | 0 | 35333.8 | 4.685 | 2.7687 | 1.291 | 37.543 | 3.89 | 0 | 0 | 1 | 4.546 | 2.8255 | 1.291 | 37.593 | 3.892 | 1 | 3.685 | 0 | 0 | 35333.8
PI8513-55.1 | PI8513-55 | PI8500-2345 | 1 | 647 | Rainfall_100yr | Rainfall | 0 | 0 | 19400.97 | 3.335 | 2.448 | 0.117 | 38.341 | 2.541 | 0 | 0 | 1 | 3.012 | 2.4486 | 0.542 | 38.616 | 2.597 | 1 | 3.685 | 0 | 0 | 19408.12
PI8514-59.1 | PI8514-59 | PI8500-2345 | 1 | 647 | Rainfall_100yr | Rainfall | 0 | 0 | 38410.56 | 2.875 | 2.2685 | 0.69 | 38.339 | 2.429 | 0 | 0 | 1 | 2.5 | 2.2686 | 1.149 | 38.597 | 2.712 | 1 | 3.685 | 0 | 0 | 38410.56
PI8600-1274.1 | PI8600-1274 | PI8600-920 | 1 | 647 | Rainfall_100yr | Rainfall | 0 | 0 | 56597.75 | 3.624 | 2.6304 | 0.427 | 35.524 | 2.688 | 0 | 0 | 2 | 3.879 | 2.6324 | 0.899 | 37.459 | 3.162 | 2 | 2.458 | 0 | 0 | 56597.77
PI8600-1600.1 | PI8600-1600 | PI8600-1274 | 1 | 647 | Rainfall_100yr | Rainfall | 0 | 0 | 49497.6 | 3.897 | 3.1105 | 0.671 | 37.52 | 3.119 | 0 | 0 | 2 | 4.864 | 3.1133 | 0.899 | 40.018 | 3.154 | 2 | 2.458 | 0 | 0 | 49497.63
PI8600-1611.1 | PI8600-1611 | PI8600-1600 | 1 | 647 | Rainfall_100yr | Rainfall | 0 | 0 | 49497.63 | 4.887 | 3.138 | 0.818 | 40.04 | 2.971 | 0 | 0 | 2 | 4.919 | 3.1405 | 0.852 | 40.125 | 3.015 | 2 | 2.458 | 0 | 0 | 49497.63
PI8600-2143.1 | PI8600-2143 | PI8600-1611 | 1 | 647 | Rainfall_100yr | Rainfall | 0 | 0 | 33532.57 | 4.942 | 2.3885 | 0.639 | 40.088 | 2.238 | 0 | 0 | 2 | 4.806 | 2.4616 | 0.9 | 42.487 | 3.146 | 2 | 2.458 | 0 | 0 | 33532.63
PI8600-2647.1 | PI8600-2647 | PI8600-2143 | 1 | 647 | Rainfall_100yr | Rainfall | 0 | 0 | 10876.97 | 4.825 | 2.3708 | 0.33 | 42.505 | 2.232 | 0 | 0 | 1 | 4.696 | 2.3876 | 0.902 | 44.774 | 2.693 | 1 | 2.458 | 0 | 0 | 10877.01
PI8600-460.1 | PI8600-460 | PI8400-2854 | 1 | 647 | Rainfall_100yr | Rainfall | 0 | 0 | 87927.91 | 6.112 | 3.2657 | 0.737 | 35.602 | 2.706 | 0 | 0 | 2 | 4.957 | 3.3153 | 0.686 | 35.598 | 2.899 | 2 | 3.229 | 0 | 0 | 87928.31
PI8600-920.1 | PI8600-920 | PI8600-460 | 1 | 647 | Rainfall_100yr | Rainfall | 0 | 0 | 40892.46 | 4.957 | 1.8549 | 0.44 | 35.604 | 2.185 | 0 | 0 | 2 | 3.627 | 1.8951 | 0.652 | 35.425 | 2.538 | 2 | 1.782 | 0 | 0 | 40892.47
PI860101-57.1 | PI860101-57 | PI8601-312 | 1 | 647 | Rainfall_100yr | Rainfall | 0 | 0 | 22013.76 | 3.801 | 2.65 | 0.944 | 36.724 | 2.664 | 0 | 0 | 2 | 3.937 | 2.6504 | 0.722 | 37.043 | 2.641 | 2 | 2.049 | 0 | 0 | 22013.77
PI860102-52.1 | PI860102-52 | PI8601-312 | 1 | 647 | Rainfall_100yr | Rainfall | 0 | 0 | 12107.76 | 4.786 | 2.1444 | 0.443 | 36.675 | 2.025 | 0 | 0 | 2 | 4.859 | 2.1825 | 0.502 | 36.924 | 2.052 | 2 | 2.049 | 0 | 0 | 12107.76
PI8601-312.1 | PI8601-312 | PI8600-460 | 1 | 647 | Rainfall_100yr | Rainfall | 0 | 0 | 29627.02 | 4.957 | 0.94906 | 0.282 | 35.614 | 1.944 | 0 | 0 | 2 | 4.939 | 0.94492 | 0.674 | 36.627 | 2.134 | 2 | 0.695 | 0 | 0 | 29627.03
PI8601-649.1 | PI8601-649 | PI8601-312 | 1 | 647 | Rainfall_100yr | Rainfall | 0 | 0 | 16384.51 | 4.944 | 0.47329 | 0.467 | 36.625 | 1.581 | 0 | 0 | 2 | 5.035 | 0.52146 | 0.82 | 38.693 | 2.392 | 2 | 0.43 | 0 | 0 | 16384.51
PI8601-709.1 | PI8601-709 | PI8601-649 | 1 | 647 | Rainfall_100yr | Rainfall | 0 | 0 | 15114.24 | 5.04 | 0.55041 | 0.551 | 38.688 | 1.636 | 0 | 0 | 1 | 4.713 | 0.56103 | 0.889 | 38.716 | 2.385 | 1 | 0.925 | 0 | 0 | 15114.25
PI8602-36.1 | PI8602-36 | PI8600-460 | 1 | 647 | Rainfall_100yr | Rainfall | 0 | 0 | -349.07 | 4.957 | -1.7197 | 0.124 | 35.637 | -1.607 | 0 | 0 | 1 | 4.785 | -1.7198 | 0.308 | 35.555 | -1.624 | 1 | 1.778 | 0 | 0 | -349.07
PI8603-38.1 | PI8603-38 | PI8600-920 | 1 | 647 | Rainfall_100yr | Rainfall | 0 | 0 | -17199.36 | 3.509 | -2.4385 | 0.422 | 35.509 | -2.507 | 0 | 0 | 2 | 3.236 | -2.4386 | 0.445 | 35.335 | -2.555 | 2 | 1.782 | 0 | 0 | -17199.36
PI8604-33.1 | PI8604-33 | PI8600-1274 | 1 | 647 | Rainfall_100yr | Rainfall | 0 | 0 | 5372.7 | 3.527 | 0.53202 | 0.819 | 37.371 | 1.424 | 0 | 0 | 1 | 3.372 | 0.536 | 0.758 | 37.372 | 1.434 | 1 | 2.458 | 0 | 0 | 5372.71
PI8605-33.1 | PI8605-33 | PI8600-1611 | 1 | 647 | Rainfall_100yr | Rainfall | 0 | 0 | 16613.5 | 4.174 | 1.3831 | 0.956 | 40.038 | 2.431 | 0 | 0 | 1 | 4.055 | 1.3818 | 0.893 | 40.077 | 2.316 | 1 | 2.458 | 0 | 0 | 16613.5
PI8606-39.1 | PI8606-39 | PI8600-2143 | 1 | 647 | Rainfall_100yr | Rainfall | 0 | 0 | 15873.61 | 4.112 | 1.8487 | 0.967 | 42.431 | 2.684 | 0 | 0 | 1 | 3.937 | 1.8486 | 0.899 | 42.444 | 2.522 | 1 | 2.458 | 0 | 0 | 15873.61
PI8700-1367.1 | PI8700-1367 | PI8700-942 | 1 | 647 | Rainfall_100yr | Rainfall | 0 | 0 | 39236.47 | 5.694 | 0.78034 | 0.077 | 29.993 | 1.315 | 0 | 0 | 2 | 5.261 | 0.78236 | 0.678 | 30.963 | 1.805 | 2 | 0.694 | 0 | 0 | 39410.74
PI8700-1614.1 | PI8700-1614 | PI8700-1367 | 1 | 647 | Rainfall_100yr | Rainfall | 0 | 0 | 39898.7 | 5.263 | 0.75782 | 0.637 | 30.966 | 1.713 | 0 | 0 | 2 | 5.092 | 0.76137 | 0.681 | 31.615 | 1.869 | 2 | 0.696 | 0 | 0 | 39963.98
PI8700-1858.1 | PI8700-1858 | PI8700-1614 | 1 | 647 | Rainfall_100yr | Rainfall | 0 | 0 | 32634.69 | 5.094 | 0.64256 | 0.522 | 31.615 | 1.481 | 0 | 0 | 1 | 4.088 | 0.64869 | 0.942 | 32.19 | 2.359 | 1 | 0.972 | 0 | 0 | 32635.31
PI8700-2099.1 | PI8700-2099 | PI8700-1858 | 1 | 647 | Rainfall_100yr | Rainfall | 0 | 0 | 36316.8 | 4.09 | 0.84858 | 0.703 | 32.208 | 1.76 | 0 | 0 | 1 | 3.755 | 0.84979 | 0.941 | 33.441 | 2.487 | 1 | 0.972 | 0 | 0 | 36316.8
PI8700-2153.1 | PI8700-2153 | PI8700-2099 | 1 | 647 | Rainfall_100yr | Rainfall | 0 | 0 | 11596.2 | 3.784 | 0.56788 | 0.171 | 33.455 | 1.43 | 0 | 0 | 2 | 3.851 | 0.56805 | 0.775 | 33.871 | 1.5 | 2 | 0.451 | 0 | 0 | 11596.2
PI8700-618.1 | PI8700-618 | PI8400-1220 | 1 | 647 | Rainfall_100yr | Rainfall | 0 | 0 | 90569.39 | 4.505 | 2.6869 | 0.943 | 29.679 | 4.312 | 0 | 0 | 2 | 3.125 | 2.5737 | 0.737 | 29.842 | 2.834 | 2 | 1.78 | 0 | 0 | 90570.48
PI8700-725.1 | PI8700-725 | PI8700-618 | 1 | 647 | Rainfall_100yr | Rainfall | 0 | 0 | 100974.45 | 3.126 | 2.5406 | 0.888 | 29.914 | 2.785 | 0 | 0 | 1 | 5.684 | 2.7881 | 0.443 | 30.241 | 2.556 | 1 | -5.114 | 0 | 0 | 101038.13
PI8700-942.1 | PI8700-942 | PI8700-725 | 1 | 647 | Rainfall_100yr | Rainfall | 0 | 0 | 38568.8 | 5.694 | 1.9034 | 0.4 | 30.209 | 1.91 | 0 | 0 | 1 | 5.694 | 1.9028 | 0.164 | 29.999 | 1.812 | 1 | -1.111 | 0 | 0 | 38757.81
PI8701-57.1 | PI8701-57 | PI8700-618 | 1 | 647 | Rainfall_100yr | Rainfall | 0 | 0 | -25406.64 | 3.126 | -2.5994 | 0.915 | 29.952 | -2.735 | 0 | 0 | 2 | 2.836 | -2.5985 | 0.598 | 29.715 | -2.821 | 2 | 1.761 | 0 | 0 | -25406.64
PI8702-246.1 | PI8702-246 | PI8700-942 | 1 | 647 | Rainfall_100yr | Rainfall | 0 | 0 | -30472.12 | 5.694 | -1.4709 | 0.654 | 30.011 | -1.849 | 0 | 0 | 1 | 5.937 | -1.4694 | 0.394 | 29.647 | -1.3 | 1 | -1.759 | 0 | 0 | -30250.51
PI8702-500.1 | PI8702-500 | PI8702-246 | 1 | 647 | Rainfall_100yr | Rainfall | 0 | 0 | -23122.14 | 5.934 | -1.1915 | 0.333 | 29.624 | -1.063 | 0 | 0 | 2 | 5.814 | -1.192 | 0.275 | 29.624 | -1.089 | 2 | 0.775 | 0 | 0 | -22889.89
PI8702-589.1 | PI8702-589 | PI8702-500 | 1 | 647 | Rainfall_100yr | Rainfall | 0 | 0 | -22691.58 | 5.814 | -1.1925 | 0.288 | 29.624 | -1.09 | 0 | 0 | 1 | 5.596 | -1.1927 | 0.444 | 29.627 | -1.112 | 1 | 1.765 | 0 | 0 | -22610.44
PI8703-77.1 | PI8703-77 | PI8700-942 | 1 | 647 | Rainfall_100yr | Rainfall | 0 | 0 | 9357.35 | 5.694 | 1.4853 | 0.425 | 29.993 | 1.403 | 0 | 0 | 1 | 5.472 | 1.536 | 0.622 | 29.959 | 1.465 | 1 | 1.771 | 0 | 0 | 9424.65
PI8704-104.1 | PI8704-104 | PI8704-61 | 1 | 647 | Rainfall_100yr | Rainfall | 0 | 0 | 2742.89 | 4.915 | 0.30327 | 0.327 | 30.813 | -0.76 | 0 | 0 | 2 | 4.949 | 0.30829 | 0.446 | 30.955 | -0.739 | 2 | 0.279 | 0 | 0 | 2751.76
PI8704-61.1 | PI8704-61 | PI8700-1367 | 1 | 647 | Rainfall_100yr | Rainfall | 0 | 0 | -1809.12 | 5.263 | -0.28825 | 0.177 | 30.958 | -0.846 | 0 | 0 | 2 | 4.969 | -0.2852 | 0.245 | 30.814 | -0.798 | 2 | 0.279 | 0 | 0 | -1796.12
PI8705-104.1 | PI8705-104 | PI8705-61 | 1 | 647 | Rainfall_100yr | Rainfall | 0 | 0 | 6956.62 | 4.502 | -0.64135 | 0.418 | 31.906 | -1.381 | 0 | 0 | 1 | 3.899 | 0.32385 | 0.853 | 31.906 | 1.306 | 1 | 0.671 | 0 | 0 | 6956.62
PI8705-61.1 | PI8705-61 | PI8700-1614 | 1 | 647 | Rainfall_100yr | Rainfall | 0 | 0 | 8602.04 | 5.094 | 0.31762 | 0.208 | 31.609 | 0.631 | 0 | 0 | 2 | 4.486 | 0.90505 | 1.015 | 31.915 | 1.955 | 2 | 0.671 | 0 | 0 | 8602.24
PI8706-103.1 | PI8706-103 | PI8706-60 | 1 | 647 | Rainfall_100yr | Rainfall | 0 | 0 | 7911.42 | 3.447 | 0.31799 | 0.469 | 32.658 | 0.823 | 0 | 0 | 1 | 2.765 | 0.32412 | 1.084 | 32.775 | 1.716 | 1 | 0.765 | 0 | 0 | 7911.42
PI8706-60.1 | PI8706-60 | PI8700-1858 | 1 | 647 | Rainfall_100yr | Rainfall | 0 | 0 | 13258.11 | 4.09 | 0.49818 | 0.31 | 32.193 | 1.159 | 0 | 0 | 1 | 3.431 | 0.49654 | 1.182 | 32.659 | 2.014 | 1 | 0.765 | 0 | 0 | 13258.11
PI8800-70.1 | PI8800-70 | CC0900-11566 | 1 | 647 | Rainfall_100yr | Rainfall | 0 | 0 | 304573.25 | 7.286 | 25.0122 | 0.024 | 29.678 | 1.892 | 0 | 0 | 1 | 7.126 | 25.0126 | 0.024 | 29.698 | 1.894 | 1 | 72.814 | 0 | 0 | 304677.13
PI9000-1681.1 | PI9000-1681 | CC0900-17460 | 1 | 647 | Rainfall_100yr | Rainfall | 0 | 0 | 1742186 | 4.492 | 76.5894 | 0.451 | 46.774 | 5.906 | 0 | 0 | 2 | 5.743 | 76.5879 | 0.753 | 51.461 | 5.879 | 2 | 64.603 | 0 | 0 | 1744715.63
PI9000-1722.1 | PI9000-1722 | PI9000-1681 | 1 | 647 | Rainfall_100yr | Rainfall | 0 | 0 | 1744714.75 | 5.832 | 76.6993 | 0.704 | 51.55 | 5.843 | 0 | 0 | 2 | 5.962 | 76.6577 | 0.634 | 51.68 | 5.836 | 2 | 0 | 0 | 0 | 1744728.13
PI9000-1839.1 | PI9000-1839 | PI9000-1722 | 1 | 647 | Rainfall_100yr | Rainfall | 0 | 0 | 1717318.25 | 6.358 | 79.3693 | 0.51 | 52.055 | 6.034 | 0 | 0 | 2 | 6.383 | 79.3708 | 0.709 | 52.41 | 6.032 | 2 | 71.607 | 0 | 0 | 1717352.25
PI9000-1943.1 | PI9000-1943 | PI9000-1839 | 1 | 647 | Rainfall_100yr | Rainfall | 0 | 0 | 1609977 | 6.472 | 69.9418 | 0.639 | 52.376 | 5.313 | 0 | 0 | 1 | 6.362 | 69.9432 | 0.844 | 52.616 | 5.315 | 1 | 83.434 | 0 | 0 | 1610000.25
PI9000-2557.1 | PI9000-2557 | PI9000-1943 | 1 | 647 | Rainfall_100yr | Rainfall | 0 | 0 | 1633331.5 | 6.434 | 75.6686 | 0.778 | 52.771 | 5.748 | 0 | 0 | 2 | 6.878 | 75.6679 | 0.756 | 54.478 | 5.735 | 2 | 65.073 | 0 | 0 | 1633493
PI9000-2630.1 | PI9000-2630 | PI9000-2557 | 1 | 647 | Rainfall_100yr | Rainfall | 0 | 0 | 1633497.38 | 6.974 | 75.6667 | 0.702 | 54.574 | 5.732 | 0 | 0 | 1 | 9.431 | 75.6665 | 0.104 | 54.739 | 5.663 | 1 | -253.017 | 0 | 0 | 1633803.38
PI9000-3241.1 | PI9000-3241 | PI9000-2630 | 1 | 647 | Rainfall_100yr | Rainfall | 0 | 0 | 1633887.63 | 9.515 | 75.6658 | 0.103 | 54.823 | 5.66 | 0 | 0 | 1 | 7.401 | 75.665 | 1.264 | 56.549 | 7.055 | 1 | 113.765 | 0 | 0 | 1635606.13
PI9000-3588.1 | PI9000-3588 | PI9000-3241 | 1 | 647 | Rainfall_100yr | Rainfall | 0 | 0 | 1581340 | 7.488 | 70.9296 | 0.994 | 56.57 | 6.274 | 0 | 0 | 2 | 8.131 | 70.9343 | 0.559 | 57.41 | 5.345 | 2 | 34.511 | 0 | 0 | 1581470.13
PI9000-3832.1 | PI9000-3832 | PI9000-3588 | 1 | 647 | Rainfall_100yr | Rainfall | 0 | 0 | 1375780.63 | 8.205 | 60.1258 | 0.499 | 57.359 | 4.528 | 0 | 0 | 2 | 8.271 | 60.1291 | 0.564 | 57.785 | 4.527 | 2 | 55.117 | 0 | 0 | 1375860.63
PI9000-4117.1 | PI9000-4117 | PI9000-3832 | 1 | 647 | Rainfall_100yr | Rainfall | 0 | 0 | 1372444.63 | 8.349 | 59.9974 | 0.575 | 58.073 | 5.841 | 0 | 0 | 1 | 7.154 | 60.0011 | 1.426 | 59.096 | 8.427 | 1 | 88.648 | 0 | 0 | 1372487.88
PI9000-4327.1 | PI9000-4327 | PI9000-4117 | 1 | 647 | Rainfall_100yr | Rainfall | 0 | 0 | 1372490.38 | 7.244 | 60.0068 | 1.136 | 59.186 | 7.44 | 0 | 0 | 1 | 6.654 | 60.0097 | 1.297 | 59.941 | 8.441 | 1 | 80.272 | 0 | 0 | 1372522.75
PI9000-4521.1 | PI9000-4521 | PI9000-4327 | 1 | 647 | Rainfall_100yr | Rainfall | 0 | 0 | 1367193.5 | 6.966 | 59.7713 | 0.729 | 60.247 | 6.192 | 0 | 0 | 2 | 7.169 | 59.7735 | 0.8 | 60.931 | 6.099 | 2 | 50.129 | 0 | 0 | 1367237.63
PI9000-4993.1 | PI9000-4993 | PI9000-4521 | 1 | 647 | Rainfall_100yr | Rainfall | 0 | 0 | 1273501.5 | 7.26 | 53.3258 | 0.717 | 60.893 | 5.702 | 0 | 0 | 2 | 7.352 | 53.308 | 0.815 | 62.166 | 5.776 | 2 | 50.312 | 0 | 0 | 1273612
PI9000-5139.1 | PI9000-5139 | PI9000-4993 | 1 | 647 | Rainfall_100yr | Rainfall | 0 | 0 | 1273615.75 | 7.473 | 53.3089 | 0.713 | 62.286 | 5.472 | 0 | 0 | 2 | 7.502 | 53.3071 | 0.792 | 62.68 | 5.592 | 2 | 50.312 | 0 | 0 | 1273650.25
PI9000-5587.1 | PI9000-5587 | PI9000-5139 | 1 | 647 | Rainfall_100yr | Rainfall | 0 | 0 | 1273654 | 7.639 | 53.2991 | 0.687 | 62.816 | 5.324 | 0 | 0 | 1 | 7.431 | 53.2838 | 0.917 | 64.032 | 6.304 | 1 | 56.654 | 0 | 0 | 1273747.25
PI9000-5616.1 | PI9000-5616 | PI9000-5587 | 1 | 647 | Rainfall_100yr | Rainfall | 0 | 0 | 1116062.88 | 7.512 | 49.8413 | 0.758 | 63.943 | 5.51 | 0 | 0 | 1 | 7.466 | 49.8406 | 0.804 | 63.989 | 5.593 | 1 | 56.654 | 0 | 0 | 1116068.75
PI9000-5680.1 | PI9000-5680 | PI9000-5616 | 1 | 647 | Rainfall_100yr | Rainfall | 0 | 0 | 1116072.13 | 7.53 | 49.8313 | 0.716 | 64.052 | 5.298 | 0 | 0 | 1 | 7.428 | 49.83 | 0.825 | 64.153 | 5.477 | 1 | 56.654 | 0 | 0 | 1116085.25
PI9000-5772.1 | PI9000-5772 | PI9000-5680 | 1 | 647 | Rainfall_100yr | Rainfall | 0 | 0 | 1078145.38 | 7.497 | 49.0931 | 0.718 | 64.19 | 5.134 | 0 | 0 | 1 | 7.331 | 49.0915 | 0.848 | 64.324 | 5.4 | 1 | 56.654 | 0 | 0 | 1078164
PI9000-5957.1 | PI9000-5957 | PI9000-5772 | 1 | 647 | Rainfall_100yr | Rainfall | 0 | 0 | 1078167.25 | 7.366 | 49.087 | 0.781 | 64.361 | 5.232 | 0 | 0 | 1 | 7.045 | 49.083 | 0.898 | 64.631 | 5.742 | 1 | 56.654 | 0 | 0 | 1078204.13
PI9000-6222.1 | PI9000-6222 | PI9000-5957 | 1 | 647 | Rainfall_100yr | Rainfall | 0 | 0 | 1078207.38 | 7.082 | 49.0807 | 0.818 | 64.668 | 5.51 | 0 | 0 | 1 | 6.664 | 49.4316 | 0.914 | 65.094 | 6.069 | 1 | 56.654 | 0 | 0 | 1078260
PI9000-6252.1 | PI9000-6252 | PI9000-6222 | 1 | 647 | Rainfall_100yr | Rainfall | 0 | 0 | 969677.75 | 6.83 | 47.3229 | 0.599 | 65.127 | 4.97 | 0 | 0 | 1 | 6.717 | 47.3202 | 0.696 | 65.099 | 5.052 | 1 | 56.654 | 0 | 0 | 969684.06
PI9000-6527.1 | PI9000-6527 | PI9000-6252 | 1 | 647 | Rainfall_100yr | Rainfall | 0 | 0 | 1029397.5 | 6.73 | 45.2872 | 0.659 | 65.23 | 4.934 | 0 | 0 | 1 | 6.22 | 45.0849 | 0.901 | 65.599 | 5.707 | 1 | 56.654 | 0 | 0 | 1029451.63
PI9000-6694.1 | PI9000-6694 | PI9000-6527 | 1 | 647 | Rainfall_100yr | Rainfall | 0 | 0 | 1031359.63 | 6.254 | 45.0468 | 0.82 | 65.646 | 5.479 | 0 | 0 | 1 | 5.963 | 44.8339 | 0.905 | 65.888 | 5.981 | 1 | 56.654 | 0 | 0 | 1031392.31
PI9000-6797.1 | PI9000-6797 | PI9000-6694 | 1 | 647 | Rainfall_100yr | Rainfall | 0 | 0 | 1019417.56 | 6.001 | 44.7938 | 0.824 | 65.884 | 5.713 | 0 | 0 | 1 | 5.796 | 44.7452 | 0.892 | 66.007 | 5.998 | 1 | 56.654 | 0 | 0 | 1019437.75
PI9000-7053.1 | PI9000-7053 | PI9000-6797 | 1 | 647 | Rainfall_100yr | Rainfall | 0 | 0 | 1006522.38 | 5.83 | 43.4965 | 0.788 | 66.086 | 5.487 | 0 | 0 | 1 | 5.436 | 43.499 | 0.91 | 66.526 | 6.082 | 1 | 56.654 | 0 | 0 | 1006572
PI9000-7110.1 | PI9000-7110 | PI9000-7053 | 1 | 647 | Rainfall_100yr | Rainfall | 0 | 0 | 998156.31 | 5.505 | 43.3216 | 0.78 | 66.565 | 5.649 | 0 | 0 | 1 | 5.368 | 43.6632 | 0.846 | 66.646 | 5.827 | 1 | 56.654 | 0 | 0 | 998167.44
PI9000-7320.1 | PI9000-7320 | PI9000-7110 | 1 | 647 | Rainfall_100yr | Rainfall | 0 | 0 | 768437 | 5.458 | 33.3554 | 0.718 | 66.745 | 5.214 | 0 | 0 | 2 | 5.434 | 33.2094 | 0.737 | 67.196 | 5.15 | 2 | 31.696 | 0 | 0 | 768487.06
PI9000-7505.1 | PI9000-7505 | PI9000-7320 | 1 | 647 | Rainfall_100yr | Rainfall | 0 | 0 | 768491.13 | 5.632 | 33.2004 | 0.566 | 67.393 | 4.648 | 0 | 0 | 2 | 5.611 | 33.1508 | 0.725 | 67.791 | 4.628 | 2 | 31.696 | 0 | 0 | 768536.81
PI9000-7729.1 | PI9000-7729 | PI9000-7505 | 1 | 647 | Rainfall_100yr | Rainfall | 0 | 0 | 718342.88 | 5.656 | 32.36 | 0.672 | 67.754 | 4.478 | 0 | 0 | 2 | 5.487 | 32.3192 | 0.742 | 68.093 | 4.62 | 2 | 31.696 | 0 | 0 | 718396.38
PI9000-7987.1 | PI9000-7987 | PI9000-7729 | 1 | 647 | Rainfall_100yr | Rainfall | 0 | 0 | 718919.5 | 5.625 | 32.311 | 0.567 | 68.238 | 4.4 | 0 | 0 | 2 | 5.451 | 32.3051 | 0.743 | 68.653 | 4.468 | 2 | 31.696 | 0 | 0 | 718981.94
PI9000-8058.1 | PI9000-8058 | PI9000-7987 | 1 | 647 | Rainfall_100yr | Rainfall | 0 | 0 | 718985.5 | 5.485 | 32.297 | 0.697 | 68.688 | 4.395 | 0 | 0 | 2 | 5.439 | 32.2954 | 0.731 | 68.804 | 4.498 | 2 | 31.696 | 0 | 0 | 719002.13
PI9000-8243.1 | PI9000-8243 | PI9000-8058 | 1 | 647 | Rainfall_100yr | Rainfall | 0 | 0 | 690055.19 | 5.473 | 31.8614 | 0.674 | 68.817 | 4.334 | 0 | 0 | 2 | 5.329 | 31.8573 | 0.74 | 69.1 | 4.49 | 2 | 31.696 | 0 | 0 | 690098.81
PI9000-8314.1 | PI9000-8314 | PI9000-8243 | 1 | 647 | Rainfall_100yr | Rainfall | 0 | 0 | 690102.31 | 5.361 | 31.8495 | 0.694 | 69.132 | 4.372 | 0 | 0 | 2 | 5.309 | 31.8479 | 0.73 | 69.241 | 4.475 | 2 | 31.696 | 0 | 0 | 690118.81
PI9000-8499.1 | PI9000-8499 | PI9000-8314 | 1 | 647 | Rainfall_100yr | Rainfall | 0 | 0 | 652533.81 | 5.341 | 31.2906 | 0.674 | 69.252 | 4.288 | 0 | 0 | 1 | 5.179 | 31.2867 | 0.74 | 69.514 | 4.509 | 1 | 31.696 | 0 | 0 | 652576.94
PI9000-8570.1 | PI9000-8570 | PI9000-8499 | 1 | 647 | Rainfall_100yr | Rainfall | 0 | 0 | 652580.5 | 5.209 | 31.2791 | 0.694 | 69.544 | 4.389 | 0 | 0 | 1 | 5.149 | 31.2777 | 0.729 | 69.645 | 4.478 | 1 | 31.696 | 0 | 0 | 652597.06
PI9000-8815.1 | PI9000-8815 | PI9000-8570 | 1 | 647 | Rainfall_100yr | Rainfall | 0 | 0 | 580837.94 | 5.179 | 30.2462 | 0.672 | 69.645 | 4.25 | 0 | 0 | 1 | 4.919 | 30.2413 | 0.744 | 69.944 | 4.534 | 1 | 31.696 | 0 | 0 | 580895.88
PI9000-8940.1 | PI9000-8940 | PI9000-8815 | 1 | 647 | Rainfall_100yr | Rainfall | 0 | 0 | 580899.31 | 4.944 | 30.234 | 0.697 | 69.969 | 4.405 | 0 | 0 | 1 | 4.815 | 30.2315 | 0.741 | 70.126 | 4.544 | 1 | 31.696 | 0 | 0 | 580928.69
PI9000-9090.1 | PI9000-9090 | PI9000-8940 | 1 | 647 | Rainfall_100yr | Rainfall | 0 | 0 | 580932.5 | 4.931 | 30.2242 | 0.567 | 70.242 | 4.099 | 0 | 0 | 1 | 4.781 | 30.2212 | 0.718 | 70.433 | 4.277 | 1 | 31.696 | 0 | 0 | 580967.88
PI9000-9155.1 | PI9000-9155 | PI9000-9090 | 1 | 647 | Rainfall_100yr | Rainfall | 0 | 0 | 580971.56 | 4.899 | 30.214 | 0.56 | 70.552 | 4.092 | 0 | 0 | 1 | 4.835 | 30.2126 | 0.66 | 70.636 | 4.092 | 1 | 31.696 | 0 | 0 | 580987.19
PI9000-9349.1 | PI9000-9349 | PI9000-9155 | 1 | 647 | Rainfall_100yr | Rainfall | 0 | 0 | 416704.94 | 4.954 | 17.3861 | 0.539 | 70.636 | 3.237 | 0 | 0 | 1 | 4.581 | 17.2443 | 0.726 | 70.701 | 3.856 | 1 | 31.696 | 0 | 0 | 416748.66
PI9000-9584.1 | PI9000-9584 | PI9000-9349 | 1 | 647 | Rainfall_100yr | Rainfall | 0 | 0 | 261175.84 | 4.588 | 28.0024 | 0.963 | 70.692 | 3.826 | 0 | 0 | 1 | 4.104 | 28.092 | 0.743 | 70.743 | 4.304 | 1 | 31.696 | 0 | 0 | 261184.16
PI9001-735.1 | PI9001-735 | PI9000-1839 | 1 | 647 | Rainfall_100yr | Rainfall | 0 | 0 | 104162.87 | 6.472 | 14.6634 | 0.702 | 52.068 | 4.283 | 0 | 0 | 2 | 6.342 | 14.82 | 0.739 | 53.826 | 4.227 | 2 | 11.318 | 0 | 0 | 104176.08
PI900201-204.1 | PI900201-204 | PI9002-55 | 1 | 647 | Rainfall_100yr | Rainfall | 0 | 0 | 82107.52 | 8.26 | 7.6708 | 0.271 | 57.502 | 4.525 | 0 | 0 | 2 | 10.397 | 7.7128 | 0.657 | 60.134 | 4.162 | 2 | 3.234 | 0 | 0 | 82113.83
PI9002-242.1 | PI9002-242 | PI9002-77 | 1 | 647 | Rainfall_100yr | Rainfall | 0 | 0 | 123616.04 | 8.256 | 9.4462 | 0.467 | 57.343 | 4.402 | 0 | 0 | 2 | 7.368 | 9.7662 | 1.158 | 57.708 | 4.515 | 2 | 8.879 | 0 | 0 | 123617.25
PI9002-375.1 | PI9002-375 | PI9002-242 | 1 | 647 | Rainfall_100yr | Rainfall | 0 | 0 | 56662.72 | 7.385 | 5.4921 | 0.442 | 57.641 | 2.546 | 0 | 0 | 1 | 6.573 | 4.7781 | 1.165 | 57.785 | 3.334 | 1 | 8.879 | 0 | 0 | 56662.73
PI9002-448.1 | PI9002-448 | PI9002-375 | 1 | 647 | Rainfall_100yr | Rainfall | 0 | 0 | 52827.22 | 6.58 | 4.4767 | 0.992 | 57.772 | 3.007 | 0 | 0 | 1 | 6.101 | 4.7105 | 1.168 | 57.816 | 3.71 | 1 | 8.879 | 0 | 0 | 52827.22
PI9002-55.1 | PI9002-55 | PI9000-3588 | 1 | 647 | Rainfall_100yr | Rainfall | 0 | 0 | 205699.55 | 8.205 | 13.4551 | 0.355 | 57.185 | 3.79 | 0 | 0 | 2 | 8.195 | 13.4886 | 0.59 | 57.315 | 3.796 | 2 | 11.46 | 0 | 0 | 205715.5
PI9002-731.1 | PI9002-731 | PI9002-448 | 1 | 647 | Rainfall_100yr | Rainfall | 0 | 0 | 52680.7 | 6.106 | 3.4035 | 1.102 | 57.877 | 4.049 | 0 | 0 | 2 | 5.648 | 3.6478 | 1.102 | 59.452 | 4.249 | 2 | 3.012 | 0 | 0 | 52680.76
PI9002-77.1 | PI9002-77 | PI9002-55 | 1 | 647 | Rainfall_100yr | Rainfall | 0 | 0 | 123611.18 | 8.26 | 9.4624 | 0.376 | 57.287 | 4.447 | 0 | 0 | 2 | 8.232 | 9.4606 | 0.503 | 57.32 | 4.43 | 2 | 5.486 | 0 | 0 | 123614.4
PI9002-771.1 | PI9002-771 | PI9002-731 | 1 | 647 | Rainfall_100yr | Rainfall | 0 | 0 | 53667.18 | 5.664 | 3.8054 | 0.957 | 59.494 | 3.978 | 0 | 0 | 2 | 5.682 | 3.8446 | 1.089 | 59.801 | 4.154 | 2 | 3.012 | 0 | 0 | 53667.18
PI9003-11.1 | PI9003-11 | PI9000-4521 | 1 | 647 | Rainfall_100yr | Rainfall | 0 | 0 | -648.85 | 7.26 | -3.0145 | 0.105 | 60.575 | 2.518 | 0 | 0 | 2 | 7.196 | -3.0144 | 0.104 | 60.506 | 2.512 | 2 | 1.872 | 0 | 0 | -647.01
PI9004-302.1 | PI9004-302 | PI9000-5587 | 1 | 647 | Rainfall_100yr | Rainfall | 0 | 0 | 157695.13 | 7.704 | 13.2035 | 0.183 | 63.89 | 3.731 | 0 | 0 | 2 | 7.665 | 13.4827 | 0.806 | 64.808 | 3.799 | 2 | 12.739 | 0 | 0 | 157724.8
PI9004-339.1 | PI9004-339 | PI9004-302 | 1 | 647 | Rainfall_100yr | Rainfall | 0 | 0 | 157724.8 | 7.698 | 13.6913 | 0.745 | 64.84 | 3.855 | 0 | 0 | 2 | 7.721 | 13.7226 | 0.729 | 64.954 | 3.861 | 2 | 11.104 | 0 | 0 | 157724.8
PI9004-716.1 | PI9004-716 | PI9004-339 | 1 | 647 | Rainfall_100yr | Rainfall | 0 | 0 | 157724.8 | 7.752 | 13.9211 | 0.686 | 64.985 | 3.915 | 0 | 0 | 2 | 7.97 | 14.1821 | 0.742 | 66.144 | 3.956 | 2 | 11.304 | 0 | 0 | 157724.81
PI9004-866.1 | PI9004-866 | PI9004-716 | 1 | 647 | Rainfall_100yr | Rainfall | 0 | 0 | 124396.48 | 8.005 | 11.8924 | 0.582 | 66.044 | 3.317 | 0 | 0 | 1 | 7.624 | 12.0182 | 0.85 | 66.223 | 3.727 | 1 | 13.193 | 0 | 0 | 124396.49
PI900501-44.1 | PI900501-44 | PI9005-732 | 1 | 647 | Rainfall_100yr | Rainfall | 0 | 0 | 7728.29 | 6.247 | 1.6014 | 0.181 | 69.169 | 1.419 | 0 | 0 | 1 | 6.25 | 1.6006 | 0.346 | 69.284 | 1.42 | 1 | 1.779 | 0 | 0 | 7728.34
PI900502-277.1 | PI900502-277 | PI9005-769 | 1 | 647 | Rainfall_100yr | Rainfall | 0 | 0 | 40846.72 | 9.259 | 2.3117 | 0.068 | 70.197 | 1.712 | 0 | 0 | 1 | 7.279 | 2.3094 | 1.258 | 71.424 | 3.38 | 1 | 3.823 | 0 | 0 | 40946.85
PI900502-694.1 | PI900502-694 | PI900502-277 | 1 | 647 | Rainfall_100yr | Rainfall | 0 | 0 | -8731.64 | 7.288 | -2.9103 | 0.388 | 71.466 | -2.378 | 0 | 0 | 2 | 3.217 | -2.9109 | 0.715 | 68.719 | -3.044 | 2 | 1.967 | 0 | 0 | -8731.33
PI900502-762.1 | PI900502-762 | PI900502-694 | 1 | 647 | Rainfall_100yr | Rainfall | 0 | 0 | 22848.82 | 3.11 | 2.596 | 0.557 | 68.586 | 2.734 | 0 | 0 | 2 | 3.304 | 2.5961 | 0.63 | 68.937 | 2.698 | 2 | 1.76 | 0 | 0 | 22848.83
PI9005-1077.1 | PI9005-1077 | PI9005-769 | 1 | 647 | Rainfall_100yr | Rainfall | 0 | 0 | 32095.72 | 9.259 | 2.9238 | 0.101 | 70.184 | 2.446 | 0 | 0 | 2 | 9.291 | 2.9182 | 0.334 | 71.16 | 2.293 | 2 | 1.958 | 0 | 0 | 32349.38
PI9005-1340.1 | PI9005-1340 | PI9005-1077 | 1 | 647 | Rainfall_100yr | Rainfall | 0 | 0 | 29184.7 | 9.31 | 2.5503 | 0.346 | 71.168 | 2.006 | 0 | 0 | 2 | 9.216 | 2.5424 | 0.512 | 71.874 | 1.942 | 2 | 1.964 | 0 | 0 | 29318.05
PI9005-1478.1 | PI9005-1478 | PI9005-1340 | 1 | 647 | Rainfall_100yr | Rainfall | 0 | 0 | 29576.81 | 9.236 | 2.5328 | 0.457 | 71.898 | 1.931 | 0 | 0 | 2 | 9.308 | 2.5299 | 0.497 | 72.31 | 1.893 | 2 | 1.769 | 0 | 0 | 29581.94
PI9005-1677.1 | PI9005-1677 | PI9005-1478 | 1 | 647 | Rainfall_100yr | Rainfall | 0 | 0 | 40649.62 | 9.324 | 3.6533 | 0.459 | 72.4 | 2.708 | 0 | 0 | 2 | 10.723 | 3.653 | 0.624 | 74.44 | 2.527 | 2 | 2.038 | 0 | 0 | 40649.62
PI9005-1790.1 | PI9005-1790 | PI9005-1677 | 1 | 647 | Rainfall_100yr | Rainfall | 0 | 0 | 40541.61 | 10.745 | 3.6531 | 0.588 | 74.462 | 2.525 | 0 | 0 | 2 | 11.641 | 3.6531 | 0.609 | 75.631 | 2.425 | 2 | 1.777 | 0 | 0 | 40541.61
PI9005-1935.1 | PI9005-1935 | PI9005-1790 | 1 | 647 | Rainfall_100yr | Rainfall | 0 | 0 | 40316.33 | 11.656 | 3.6557 | 0.584 | 75.644 | 2.429 | 0 | 0 | 2 | 12.869 | 3.8158 | 0.622 | 77.217 | 2.402 | 2 | 1.775 | 0 | 0 | 40316.34
PI9005-391.1 | PI9005-391 | PI9000-7110 | 1 | 647 | Rainfall_100yr | Rainfall | 0 | 0 | 170092.14 | 5.458 | 7.6672 | 0.469 | 66.609 | 4.044 | 0 | 0 | 2 | 5.521 | 7.6844 | 0.797 | 67.916 | 3.934 | 2 | 5.916 | 0 | 0 | 170099.56
PI9005-501.1 | PI9005-501 | PI9005-391 | 1 | 647 | Rainfall_100yr | Rainfall | 0 | 0 | 170099.59 | 5.551 | 7.6927 | 0.721 | 67.946 | 3.931 | 0 | 0 | 2 | 5.573 | 7.6975 | 0.793 | 68.318 | 3.902 | 2 | 5.916 | 0 | 0 | 170099.78
PI9005-592.1 | PI9005-592 | PI9005-501 | 1 | 647 | Rainfall_100yr | Rainfall | 0 | 0 | 170099.81 | 5.666 | 7.7056 | 0.612 | 68.41 | 3.885 | 0 | 0 | 2 | 5.684 | 7.7094 | 0.778 | 68.714 | 3.862 | 2 | 5.916 | 0 | 0 | 170099.97
PI9005-732.1 | PI9005-732 | PI9005-592 | 1 | 647 | Rainfall_100yr | Rainfall | 0 | 0 | 170100 | 5.749 | 7.7175 | 0.638 | 68.779 | 3.859 | 0 | 0 | 2 | 6.223 | 7.7311 | 0.413 | 69.249 | 3.774 | 2 | 0 | 0 | 0 | 170100.48
PI9005-769.1 | PI9005-769 | PI9005-732 | 1 | 647 | Rainfall_100yr | Rainfall | 0 | 0 | 163267.67 | 6.247 | 7.7945 | 0.662 | 69.5 | 7.311 | 0 | 0 | 1 | 9.204 | 7.8015 | 0.235 | 70.428 | 5.96 | 1 | -8.263 | 0 | 0 | 163289.06
PI900601-333.1 | PI900601-333 | PI900601-64 | 1 | 647 | Rainfall_100yr | Rainfall | 0 | 0 | 40786.66 | 7.669 | 5.1852 | 0.829 | 70.676 | 3.328 | 0 | 0 | 1 | 2.72 | 5.1924 | 2.485 | 70.732 | 7.282 | 1 | 14.167 | 0 | 0 | 40857.48
PI900601-64.1 | PI900601-64 | PI9006-201 | 1 | 647 | Rainfall_100yr | Rainfall | 0 | 0 | -137125.98 | 8.258 | -24.7718 | 0.092 | 70.669 | -3.275 | 0 | 0 | 1 | 7.669 | -24.7674 | 0.624 | 70.669 | -3.294 | 1 | 64.172 | 0 | 0 | -136665.91
PI900601-64.2 | PI900601-64 | PI9000-9349 | 2 | 647 | Rainfall_100yr | Rainfall | 0 | 0 | 155651.72 | 7.766 | -24.8575 | 0.313 | 70.669 | -3.301 | 0 | 0 | 1 | 7.668 | -24.8544 | 0.605 | 70.671 | -3.305 | 1 | 31.696 | 0 | 0 | 155969.13
PI900601-808.1 | PI900601-808 | PI900601-64 | 1 | 647 | Rainfall_100yr | Rainfall | 0 | 0 | 75743.45 | 7.669 | 9.0597 | 1.183 | 70.697 | 5.774 | 0 | 0 | 1 | 3.398 | 9.0678 | 2.584 | 72 | 8.019 | 1 | 13.591 | 0 | 0 | 75820.38
PI9006-201.1 | PI9006-201 | PI9000-9155 | 1 | 647 | Rainfall_100yr | Rainfall | 0 | 0 | 164286.03 | 4.954 | 14.8388 | 0.127 | 70.635 | 2.006 | 0 | 0 | 1 | 3.156 | 14.8034 | 1.115 | 70.703 | 3.912 | 1 | 64.172 | 0 | 0 | 164289.16
PI9006-282.1 | PI9006-282 | PI9006-201 | 1 | 647 | Rainfall_100yr | Rainfall | 0 | 0 | 301505.66 | 3.163 | 31.7626 | 1.527 | 70.708 | 8.754 | 0 | 0 | 1 | 2.438 | 31.9275 | 1.53 | 70.944 | 8.767 | 1 | 64.172 | 0 | 0 | 301505.66
PI9006-317.1 | PI9006-317 | PI9006-282 | 1 | 647 | Rainfall_100yr | Rainfall | 0 | 0 | 301505.66 | 2.467 | 31.9302 | 0.81 | 70.949 | 5.911 | 0 | 0 | 0.82 | 2.158 | 31.9408 | 1.264 | 71.201 | 6.59 | 1 | 64.172 | 0 | 0 | 301505.66
PI9300-2142.1 | PI9300-2142 | CC0900-25612 | 1 | 647 | Rainfall_100yr | Rainfall | 0 | 0 | 242745.53 | 4.878 | 25.7623 | 0.097 | 76.702 | 4.923 | 0 | 0 | 2 | 11.515 | 25.7891 | 0.442 | 85.186 | 4.549 | 2 | 12.209 | 0 | 0 | 244316.41
PI9300-2311.1 | PI9300-2311 | PI9300-2142 | 1 | 647 | Rainfall_100yr | Rainfall | 0 | 0 | 244316.41 | 11.576 | 25.7955 | 0.431 | 85.247 | 4.548 | 0 | 0 | 2 | 11.829 | 25.7997 | 0.714 | 85.918 | 4.535 | 2 | 20.45 | 0 | 0 | 244316.42
PI9300-2827.1 | PI9300-2827 | PI9300-2311 | 1 | 647 | Rainfall_100yr | Rainfall | 0 | 0 | 100334.15 | 11.909 | 11.5968 | 0.316 | 85.799 | 3.012 | 0 | 0 | 2 | 11.81 | 11.7651 | 0.742 | 86.991 | 3.054 | 2 | 11.313 | 0 | 0 | 100334.7
PI9300-3068.1 | PI9300-3068 | PI9300-2827 | 1 | 647 | Rainfall_100yr | Rainfall | 0 | 0 | 100312.97 | 11.84 | 11.8519 | 0.797 | 87.191 | 4.826 | 0 | 0 | 2 | 13.015 | 11.9435 | 1.094 | 89.806 | 4.68 | 2 | 8.121 | 0 | 0 | 100313.16
PI9400-0.1 | PI9400-0 | CC0900-26669 | 1 | 647 | Rainfall_100yr | Rainfall | 0 | 0 | 2028405.75 | 5.751 | 139.1117 | 0.28 | 81.009 | 5.717 | 0 | 0 | 1 | 9.67 | 139.1124 | 0.051 | 81.157 | 5.594 | 1 | -597.343 | 0 | 0 | 2030564.5
PI9400-1418.1 | PI9400-1418 | PI9400-813 | 1 | 647 | Rainfall_100yr | Rainfall | 0 | 0 | 220539.25 | 5.116 | 11.9483 | 0.555 | 83.055 | 3.503 | 0 | 0 | 2 | 5.156 | 11.9381 | 0.743 | 84.605 | 3.698 | 2 | 11.304 | 0 | 0 | 220540.11
PI9400-1744.1 | PI9400-1744 | PI9400-1418 | 1 | 647 | Rainfall_100yr | Rainfall | 0 | 0 | 220540.13 | 5.185 | 11.934 | 0.696 | 84.634 | 3.565 | 0 | 0 | 2 | 5.209 | 11.9284 | 0.741 | 85.468 | 3.877 | 2 | 11.285 | 0 | 0 | 220540.44
PI9400-2004.1 | PI9400-2004 | PI9400-1744 | 1 | 647 | Rainfall_100yr | Rainfall | 0 | 0 | 220540.64 | 5.251 | 11.9244 | 0.728 | 85.615 | 4.434 | 0 | 0 | 2 | 5.968 | 11.92 | 0.725 | 86.969 | 4.342 | 2 | 7.904 | 0 | 0 | 220541.05
PI9400-2264.1 | PI9400-2264 | PI9400-2004 | 1 | 647 | Rainfall_100yr | Rainfall | 0 | 0 | 220541.06 | 6.013 | 11.9566 | 0.681 | 87.014 | 4.359 | 0 | 0 | 2 | 6.911 | 12.0769 | 0.653 | 88.447 | 4.313 | 2 | 7.122 | 0 | 0 | 220541.31
PI9400-2557.1 | PI9400-2557 | PI9400-2264 | 1 | 647 | Rainfall_100yr | Rainfall | 0 | 0 | -3195.73 | 6.98 | -3.0584 | 0.079 | 88.271 | -1.4 | 0 | 0 | 1 | 6.145 | -3.0168 | 0.552 | 88.03 | -1.416 | 1 | 4.722 | 0 | 0 | -3195.55
PI9400-2861.1 | PI9400-2861 | PI9400-2557 | 1 | 647 | Rainfall_100yr | Rainfall | 0 | 0 | -3195.44 | 6.123 | -3.0075 | 0.529 | 88.033 | -1.894 | 0 | 0 | 2 | 4.881 | -3.0076 | 0.614 | 87.383 | -1.999 | 2 | 2.904 | 0 | 0 | -3195.33
PI9400-3124.1 | PI9400-3124 | PI9400-2861 | 1 | 647 | Rainfall_100yr | Rainfall | 0 | 0 | 19286.52 | 4.867 | 3.3708 | 0.509 | 87.403 | 2.245 | 0 | 0 | 2 | 5.012 | 3.3758 | 0.618 | 88.088 | 2.23 | 2 | 2.904 | 0 | 0 | 19286.55
PI9400-54.1 | PI9400-54 | PI9400-0 | 1 | 647 | Rainfall_100yr | Rainfall | 0 | 0 | 219585.5 | 5.888 | 11.9724 | 0.932 | 80.922 | 3.473 | 0 | 0 | 2 | 5.891 | 11.9703 | 0.693 | 81.225 | 3.47 | 2 | 11.386 | 0 | 0 | 219965.02
PI9400-578.1 | PI9400-578 | PI9400-54 | 1 | 647 | Rainfall_100yr | Rainfall | 0 | 0 | 219996.89 | 6.013 | 11.9661 | 0.554 | 81.346 | 3.46 | 0 | 0 | 1 | 4.811 | 11.9604 | 1.07 | 82.202 | 3.533 | 1 | 17.837 | 0 | 0 | 220538.14
PI9400-813.1 | PI9400-813 | PI9400-578 | 1 | 647 | Rainfall_100yr | Rainfall | 0 | 0 | 220538.42 | 4.939 | 11.9563 | 0.65 | 82.33 | 3.522 | 0 | 0 | 2 | 4.992 | 11.9523 | 0.698 | 82.932 | 3.514 | 2 | 10.942 | 0 | 0 | 220539.22
PI9401-322.1 | PI9401-322 | PI9401-43 | 1 | 647 | Rainfall_100yr | Rainfall | 0 | 0 | 71103.49 | 7.149 | 4.5128 | 0.435 | 88.571 | 3.02 | 0 | 0 | 2 | 6.966 | 4.4466 | 0.709 | 89.142 | 2.892 | 2 | 3.349 | 0 | 0 | 71103.83
PI9401-43.1 | PI9401-43 | PI9400-2264 | 1 | 647 | Rainfall_100yr | Rainfall | 0 | 0 | 91086.63 | 6.98 | 7.7518 | 0.286 | 88.429 | 3.555 | 0 | 0 | 2 | 7.079 | 7.6735 | 0.416 | 88.633 | 3.501 | 2 | 5.446 | 0 | 0 | 91086.73
PI9401-647.1 | PI9401-647 | PI9401-322 | 1 | 647 | Rainfall_100yr | Rainfall | 0 | 0 | 70667.99 | 6.975 | 4.41 | 0.668 | 89.139 | 2.86 | 0 | 0 | 2 | 6.683 | 4.4071 | 0.711 | 89.735 | 2.996 | 2 | 3.349 | 0 | 0 | 70668.3
PI9500-1119.1 | PI9500-1119 | PI9500-575 | 1 | 647 | Rainfall_100yr | Rainfall | 0 | 0 | -17.68 | 3.905 | -3.0675 | 0.027 | 81.415 | -0.282 | 0 | 0 | 0.98 | 1.005 | -0.31758 | 0.11 | 81.415 | -0.306 | 1 | 104.926 | 0 | 0 | 0.01
PI9500-1726.1 | PI9500-1726 | PI9500-1119 | 1 | 647 | Rainfall_100yr | Rainfall | 0 | 0 | 0.01 | 1.005 | -0.28923 | 0.08 | 81.415 | -0.241 | 0 | 0 | 0.25 | 0.2 | 0 | 0 | 83.04 | 0 | 0 | 90.902 | 0 | 0 | 0
PI9500-2401.1 | PI9500-2401 | PI9500-1726 | 1 | 647 | Rainfall_100yr | Rainfall | 0 | 0 | 0 | 0.2 | 0 | 0 | 83.04 | 0 | 0 | 0 | 0.05 | 0.2 | 0 | 0 | 85.93 | 0 | 0 | 94.003 | 0 | 0 | 0
PI9500-252.1 | PI9500-252 | PI9400-0 | 1 | 647 | Rainfall_100yr | Rainfall | 0 | 0 | 1814400 | 9.358 | 128.0081 | 0.094 | 81.169 | 5.152 | 0 | 0 | 1 | 7.753 | 128.0083 | 0.208 | 81.368 | 5.174 | 1 | 413.852 | 0 | 0 | 1816894.38
PI9500-2873.1 | PI9500-2873 | PI9500-2401 | 1 | 647 | Rainfall_100yr | Rainfall | 0 | 0 | 0 | 0.2 | 0 | 0 | 85.93 | 0 | 0 | 0 | 0.05 | 0.2 | 0 | 0 | 87.11 | 0 | 0 | 71.783 | 0 | 0 | 0
PI9500-2924.1 | PI9500-2924 | PI9500-2873 | 1 | 647 | Rainfall_100yr | Rainfall | 0 | 0 | 0 | 0.4 | 0 | 0 | 87.31 | 0 | 0 | 0 | 0.1 | 0.4 | 0 | 0 | 88.42 | 0 | 0 | 211.297 | 0 | 0 | 0
PI9500-3566.1 | PI9500-3566 | PI9500-2924 | 1 | 647 | Rainfall_100yr | Rainfall | 0 | 0 | 0 | 0.2 | 0 | 0 | 88.22 | 0 | 0 | 0 | 0.05 | 0.2 | 0 | 0 | 91.51 | 0 | 0 | 102.873 | 0 | 0 | 0
PI9500-3625.1 | PI9500-3625 | PI9500-3566 | 1 | 647 | Rainfall_100yr | Rainfall | 0 | 0 | 0 | 0.2 | 0 | 0 | 91.51 | 0 | 0 | 0 | 0.05 | 0.2 | 0 | 0 | 91.66 | 0 | 0 | 72.42 | 0 | 0 | 0
PI9500-575.1 | PI9500-575 | PI9500-252 | 1 | 647 | Rainfall_100yr | Rainfall | 0 | 0 | 666237.94 | 7.865 | 55.2562 | 0.135 | 81.231 | 3.313 | 0 | 0 | 1 | 3.85 | 55.2178 | 0.803 | 81.582 | 3.864 | 1 | 227.31 | 0 | 0 | 668201.5
PI9501-1559.1 | PI9501-1559 | PI9501-578 | 1 | 647 | Rainfall_100yr | Rainfall | 0 | 0 | 249335.38 | 2.528 | 15.3793 | 0.995 | 84.329 | 6.025 | 0 | 0 | 2 | 4.648 | 15.4741 | 0.704 | 88.624 | 4.559 | 2 | 10.717 | 0 | 0 | 249335.52
PI9501-2159.1 | PI9501-2159 | PI9501-1559 | 1 | 647 | Rainfall_100yr | Rainfall | 0 | 0 | 249335.52 | 4.867 | 15.4824 | 0.553 | 88.842 | 4.541 | 0 | 0 | 2 | 6.028 | 15.5043 | 0.743 | 91.492 | 4.433 | 2 | 11.315 | 0 | 0 | 249335.58
PI9501-578.1 | PI9501-578 | PI9500-575 | 1 | 647 | Rainfall_100yr | Rainfall | 0 | 0 | 249322 | 3.905 | 15.2115 | 0.477 | 81.718 | 4.586 | 0 | 0 | 1 | 2.474 | 15.3684 | 1.23 | 84.275 | 6.601 | 1 | 18.744 | 0 | 0 | 249335.38
PI9600-1761.1 | PI9600-1761 | PI9600-998 | 1 | 647 | Rainfall_100yr | Rainfall | 0 | 0 | 1080627.88 | 7.764 | 67.2678 | 0.994 | 90.325 | 7.326 | 0 | 0 | 1 | 7.541 | 67.2559 | 0.837 | 92.012 | 6.468 | 1 | 71.888 | 0 | 0 | 1080963.13
PI9600-2131.1 | PI9600-2131 | PI9600-1761 | 1 | 647 | Rainfall_100yr | Rainfall | 0 | 0 | 784527.88 | 7.866 | 40.6062 | 0.632 | 92.23 | 5.771 | 0 | 0 | 1 | 9.311 | 40.5986 | 0.235 | 93.138 | 5.458 | 1 | -25.247 | 0 | 0 | 785028.19
PI9600-2264.1 | PI9600-2264 | PI9600-2131 | 1 | 647 | Rainfall_100yr | Rainfall | 0 | 0 | 785050.06 | 9.36 | 40.5961 | 0.231 | 93.186 | 5.454 | 0 | 0 | 2 | 9.63 | 40.5951 | 0.232 | 93.515 | 5.433 | 2 | 14.179 | 0 | 0 | 785323.38
PI9600-2331.1 | PI9600-2331 | PI9600-2264 | 1 | 647 | Rainfall_100yr | Rainfall | 0 | 0 | 785344 | 9.679 | 40.5926 | 0.229 | 93.563 | 5.429 | 0 | 0 | 2 | 9.806 | 40.5921 | 0.259 | 93.73 | 5.419 | 2 | 16.268 | 0 | 0 | 785473.88
PI9600-2781.1 | PI9600-2781 | PI9600-2331 | 1 | 647 | Rainfall_100yr | Rainfall | 0 | 0 | 711679.69 | 9.854 | 38.5998 | 0.218 | 93.689 | 5.15 | 0 | 0 | 2 | 10.404 | 38.5948 | 0.345 | 94.457 | 5.092 | 2 | 14.745 | 0 | 0 | 712410.56
PI9600-2816.1 | PI9600-2816 | PI9600-2781 | 1 | 647 | Rainfall_100yr | Rainfall | 0 | 0 | 709651.13 | 10.437 | 37.527 | 0.344 | 94.489 | 4.947 | 0 | 0 | 2 | 10.486 | 37.5268 | 0.342 | 94.549 | 4.943 | 2 | 11.274 | 0 | 0 | 709699.5
PI9600-2907.1 | PI9600-2907 | PI9600-2816 | 1 | 647 | Rainfall_100yr | Rainfall | 0 | 0 | 625055.06 | 10.534 | 34.9777 | 0.235 | 94.609 | 6.483 | 0 | 0 | 2 | 10.211 | 34.977 | 0.905 | 94.837 | 6.474 | 2 | 31.88 | 0 | 0 | 625122.31
PI9600-3082.1 | PI9600-3082 | PI9600-2907 | 1 | 647 | Rainfall_100yr | Rainfall | 0 | 0 | 607718.31 | 10.246 | 30.284 | 0.828 | 94.872 | 5.609 | 0 | 0 | 2 | 10.58 | 30.2856 | 0.453 | 95.336 | 5.551 | 2 | 9.814 | 0 | 0 | 607820.38
PI9600-3191.1 | PI9600-3191 | PI9600-3082 | 1 | 647 | Rainfall_100yr | Rainfall | 0 | 0 | 418486.56 | 10.638 | 24.1564 | 0.384 | 95.423 | 11.626 | 0 | 0 | 2 | 11.539 | 24.4467 | 1.011 | 97.609 | 10.082 | 2 | 7.792 | 0 | 0 | 418515.94
PI9600-33.1 | PI9600-33 | PI9500-252 | 1 | 647 | Rainfall_100yr | Rainfall | 0 | 0 | 1150856.13 | 7.865 | 76.2216 | 0.499 | 87.815 | 21.028 | 0 | 0 | 2 | 12.192 | 76.2227 | 0.444 | 91.342 | 19.466 | 2 | 11.14 | 0 | 0 | 1150965.88
PI9600-3386.1 | PI9600-3386 | PI9600-3191 | 1 | 647 | Rainfall_100yr | Rainfall | 0 | 0 | 284565.5 | 11.695 | 12.0844 | 0.901 | 96.849 | 5.958 | 0 | 0 | 2 | 10.161 | 12.0702 | 1.353 | 97.098 | 5.811 | 2 | 10.047 | 0 | 0 | 284591.03
PI9600-3614.1 | PI9600-3614 | PI9600-3386 | 1 | 647 | Rainfall_100yr | Rainfall | 0 | 0 | 306531.75 | 10.167 | 12.0494 | 1.101 | 97.22 | 5.791 | 0 | 0 | 2 | 9.783 | 12.034 | 1.173 | 98.41 | 5.547 | 2 | 8.711 | 0 | 0 | 306564.41
PI9600-3853.1 | PI9600-3853 | PI9600-3614 | 1 | 647 | Rainfall_100yr | Rainfall | 0 | 0 | 203870.7 | 9.81 | 8.7931 | 0.812 | 98.408 | 3.978 | 0 | 0 | 1 | 8.482 | 8.8257 | 1.343 | 99.491 | 6.092 | 1 | 10.536 | 0 | 0 | 203881.47
PI9600-3923.1 | PI9600-3923 | PI9600-3853 | 1 | 647 | Rainfall_100yr | Rainfall | 0 | 0 | 97651.34 | 8.516 | 4.2008 | 0.542 | 99.466 | 2.908 | 0 | 0 | 1 | 8.135 | 4.2731 | 1.296 | 99.738 | 4.522 | 1 | 6.212 | 0 | 0 | 97652.47
PI9600-4409.1 | PI9600-4409 | PI9600-3923 | 1 | 647 | Rainfall_100yr | Rainfall | 0 | 0 | 77580.33 | 8.149 | 3.5076 | 1.044 | 99.722 | 4.123 | 0 | 0 | 1 | 6.512 | 3.8713 | 1.044 | 100.912 | 4.429 | 1 | 4.925 | 0 | 0 | 77580.48
PI9600-4475.1 | PI9600-4475 | PI9600-4409 | 1 | 647 | Rainfall_100yr | Rainfall | 0 | 0 | 69517.03 | 6.527 | 3.8923 | 0.99 | 100.932 | 5.095 | 0 | 0 | 2 | 7.571 | 4.0783 | 0.601 | 102.632 | 3.862 | 2 | 1.643 | 0 | 0 | 69517.03
PI9600-4714.1 | PI9600-4714 | PI9600-4475 | 1 | 647 | Rainfall_100yr | Rainfall | 0 | 0 | 11300.89 | 7.583 | 1.7494 | 0.144 | 102.586 | 1.417 | 0 | 0 | 1 | 6.836 | 1.7548 | 0.845 | 103.259 | 2.065 | 1 | 2.411 | 0 | 0 | 11300.91
PI9600-4738.1 | PI9600-4738 | PI9600-4714 | 1 | 647 | Rainfall_100yr | Rainfall | 0 | 0 | 11370.2 | 6.861 | 1.9912 | 0.604 | 103.293 | 1.666 | 0 | 0 | 1 | 6.6 | 1.9913 | 1.281 | 103.374 | 2.907 | 1 | 4.259 | 0 | 0 | 11370.21
PI9600-4955.1 | PI9600-4955 | PI9600-4738 | 1 | 647 | Rainfall_100yr | Rainfall | 0 | 0 | 11370.58 | 6.607 | 1.9922 | 0.987 | 103.381 | 2.453 | 0 | 0 | 1 | 5.939 | 1.9936 | 1.024 | 104.077 | 2.714 | 1 | 2.82 | 0 | 0 | 11370.74
PI9600-5177.1 | PI9600-5177 | PI9600-4955 | 1 | 647 | Rainfall_100yr | Rainfall | 0 | 0 | 11370.74 | 5.947 | 1.9959 | 0.908 | 104.085 | 2.497 | 0 | 0 | 1 | 5.239 | 2.0023 | 1.037 | 104.801 | 3.057 | 1 | 2.852 | 0 | 0 | 11370.75
PI9600-5267.1 | PI9600-5267 | PI9600-5177 | 1 | 647 | Rainfall_100yr | Rainfall | 0 | 0 | 11370.75 | 5.278 | 2.0117 | 0.634 | 104.84 | 2.207 | 0 | 0 | 2 | 5.334 | 2.019 | 0.659 | 105.126 | 2.308 | 2 | 1.801 | 0 | 0 | 11370.75
PI9600-5639.1 | PI9600-5639 | PI9600-5267 | 1 | 647 | Rainfall_100yr | Rainfall | 0 | 0 | 11370.75 | 5.343 | 2.038 | 0.627 | 105.135 | 2.237 | 0 | 0 | 2 | 5.62 | 2.1344 | 0.654 | 106.342 | 2.682 | 2 | 1.782 | 0 | 0 | 11370.76
PI9600-763.1 | PI9600-763 | PI9600-33 | 1 | 647 | Rainfall_100yr | Rainfall | 0 | 0 | 1151095.25 | 13.657 | 76.2399 | 0.143 | 87.421 | 5.59 | 0 | 0 | 1 | 12.658 | 76.2677 | 0.92 | 89.497 | 5.619 | 1 | 93.192 | 0 | 0 | 1156697.88
PI9600-998.1 | PI9600-998 | PI9600-763 | 1 | 647 | Rainfall_100yr | Rainfall | 0 | 0 | 1156722.25 | 12.741 | 76.2898 | 0.837 | 89.58 | 5.619 | 0 | 0 | 1 | 7.677 | 76.301 | 2.357 | 90.351 | 12.447 | 1 | 225.502 | 0 | 0 | 1156772
PI9601-1195.1 | PI9601-1195 | PI9601-909 | 1 | 647 | Rainfall_100yr | Rainfall | 0 | 0 | 180446.8 | 7.699 | 20.8378 | 0.721 | 94.359 | 4.093 | 0 | 0 | 1 | 6.875 | 20.8491 | 1.141 | 95.109 | 6.084 | 1 | 30.41 | 0 | 0 | 180446.95
PI9601-167.1 | PI9601-167 | PI9600-1761 | 1 | 647 | Rainfall_100yr | Rainfall | 0 | 0 | 296444.88 | 7.866 | 34.0911 | 0.74 | 92.246 | 4.466 | 0 | 0 | 1 | 7.807 | 34.0901 | 0.722 | 92.687 | 4.468 | 1 | 36.478 | 0 | 0 | 296469.5
PI9601-350.1 | PI9601-350 | PI9601-167 | 1 | 647 | Rainfall_100yr | Rainfall | 0 | 0 | 180445.3 | 7.86 | 20.824 | 0.418 | 92.545 | 2.728 | 0 | 0 | 1 | 7.58 | 20.8231 | 0.71 | 92.726 | 2.735 | 1 | 33.454 | 0 | 0 | 180445.33
PI9601-909.1 | PI9601-909 | PI9601-350 | 1 | 647 | Rainfall_100yr | Rainfall | 0 | 0 | 180445.91 | 7.609 | 20.8233 | 0.72 | 92.869 | 3.846 | 0 | 0 | 2 | 7.66 | 20.83 | 0.773 | 94.32 | 4.251 | 2 | 20.532 | 0 | 0 | 180446.8
PI9602-323.1 | PI9602-323 | PI9600-2331 | 1 | 647 | Rainfall_100yr | Rainfall | 0 | 0 | 38215.29 | 9.854 | 4.212 | 0.185 | 93.511 | 3.837 | 0 | 0 | 2 | 6.893 | 4.3166 | 1.309 | 94.109 | 4.281 | 2 | 3.738 | 0 | 0 | 38246.78
PI960301-397.1 | PI960301-397 | PI9603-866 | 1 | 647 | Rainfall_100yr | Rainfall | 0 | 0 | -361.84 | 5.479 | -1.0945 | 0.093 | 96.648 | -1.282 | 0 | 0 | 1 | 4.281 | -0.82582 | 0.661 | 96.441 | -1.3 | 1 | 1.779 | 0 | 0 | -360.66
PI960302-501.1 | PI960302-501 | PI9603-866 | 1 | 647 | Rainfall_100yr | Rainfall | 0 | 0 | 19617.63 | 5.479 | 2.8985 | 0.71 | 96.678 | 3.153 | 0 | 0 | 2 | 7.407 | 3.123 | 0.526 | 99.757 | 2.81 | 2 | 1.434 | 0 | 0 | 19619.27
PI9603-429.1 | PI9603-429 | PI9600-2816 | 1 | 647 | Rainfall_100yr | Rainfall | 0 | 0 | 82728.13 | 10.534 | 9.9025 | 0.298 | 94.541 | 4.552 | 0 | 0 | 2 | 10.324 | 9.9797 | 1.038 | 96.68 | 4.386 | 2 | 7.745 | 0 | 0 | 82784.25
PI9603-465.1 | PI9603-465 | PI9603-429 | 1 | 647 | Rainfall_100yr | Rainfall | 0 | 0 | 35320.39 | 10.353 | 4.401 | 0.445 | 96.561 | 2.09 | 0 | 0 | 1 | 9.746 | 4.4215 | 1.453 | 96.574 | 4.025 | 1 | 13.801 | 0 | 0 | 35320.39
PI9603-866.1 | PI9603-866 | PI9603-465 | 1 | 647 | Rainfall_100yr | Rainfall | 0 | 0 | 24494.48 | 9.747 | 3.066 | 0.778 | 96.571 | 2.299 | 0 | 0 | 1 | 5.476 | 3.2004 | 1.368 | 96.64 | 4.926 | 1 | 10.922 | 0 | 0 | 24494.52
PI9604-247.1 | PI9604-247 | PI9600-3082 | 1 | 647 | Rainfall_100yr | Rainfall | 0 | 0 | 61951.59 | 10.638 | 2.1051 | 0.426 | 95.184 | 2.422 | 0 | 0 | 1 | 8.886 | 2.1107 | 1.301 | 96.115 | 4.644 | 1 | 3.705 | 0 | 0 | 61996.09
PI9604-285.1 | PI9604-285 | PI9604-247 | 1 | 647 | Rainfall_100yr | Rainfall | 0 | 0 | 61998.99 | 8.892 | 2.1193 | 0.993 | 96.121 | 4.09 | 0 | 0 | 2 | 8.929 | 2.1221 | 0.732 | 96.258 | 3.344 | 2 | 1.816 | 0 | 0 | 62008.85
PI9604-472.1 | PI9604-472 | PI9604-285 | 1 | 647 | Rainfall_100yr | Rainfall | 0 | 0 | 62013.19 | 8.958 | 2.1384 | 0.557 | 96.287 | 2.876 | 0 | 0 | 1 | 8.417 | 2.1717 | 1.057 | 96.958 | 3.93 | 1 | 2.872 | 0 | 0 | 62055.81
PI9605-148.1 | PI9605-148 | PI9600-3614 | 1 | 647 | Rainfall_100yr | Rainfall | 0 | 0 | 74975.8 | 9.81 | 5.515 | 0.39 | 98.291 | 5.094 | 0 | 0 | 2 | 9.607 | 5.6792 | 0.639 | 98.459 | 4.352 | 2 | 1.782 | 0 | 0 | 74988.32
PI9606-258.1 | PI9606-258 | PI9600-3853 | 1 | 647 | Rainfall_100yr | Rainfall | 0 | 0 | 89465.86 | 8.516 | 5.8573 | 0.571 | 99.477 | 3.517 | 0 | 0 | 2 | 8.841 | 6.0047 | 0.866 | 100.854 | 3.744 | 2 | 4.085 | 0 | 0 | 89467.63
Reach_A_US.1 | Reach_A_US | PI0501-0 | 1 | 647 | Rainfall_100yr | Rainfall | 0 | 0 | 6928246 | 8.356 | 183.0038 | 0.447 | 17.794 | 3.319 | 0 | 0 | 0.63 | 8.375 | 179.3069 | 0.684 | 17.969 | 3.432 | 1 | 1175.405 | 0 | 0 | 6961130.5